## Key Data
Assumed Construction Programme: | 104 | Weeks
On-Costs
MC Prelims | 13%
MC OH&P | 4.5%
Inflation | 5.5%
Risks | 6%
Fees | 10%
GIFA | 11688 | m2
Basement GIFA | 0 | m2
Nr of Levels | 24 | nr
Roof Area | 630 | m2
External Wall Area
Overall | 6972 | m2
Solid | 4183 | m2 | 60%
Glazed | 2789 | m2 | 40%
Solid Façade Rate | 1000 | £/m2
Glazed Façade Rate | 600 | £/m2
Apartments/ Rooms | 261 | nr
Structural Volumes (Concrete)
Foundations | 303.736 | m3
Lowest floor slab | 164.859 | m3
columns | 458.02 | m3
core walls | 996.8 | m3
upper floors | 2506.275 | m3
roof slab | 123.75 | m3
Area breakdown
Common Areas (Circulation) | 1500 | m2
FoH | 200 | m2
BoH | 500 | m2

## kWhm2 per year
Operational Energy
| Start Position | 100 | kWh/m2/year
|  | Target Reduciton | kWh/m2/year
1 | Level 1 | 100% | 100
2 | Level 2 | 75% | 75
3 | Level 3 | 50% | 50
4 | Level 4 | 35% | 35
5 | Level 5 | -10% | -10
| Target Level | 0.16901 | From Matrix
| Achieved Level | 2 | Manual Selection based on target level
| Base Reduciton | 75% | Manual Selection based on target level
| Extra Reduction | 45.77% | Amend formula to required levels
| Assumed Intervention | 120.8%
Intervention
| GIFA (m2) | 11688 | From Key data
| Assumed KWH/year | 1411614.0845
| Energy £/kWh/year | 0.245 | Assumed/ enter manually
| Year 01 Cost | 345845.4507
No Intervention
| Assumed KWH/year | 1168800
| Energy £/kWh/year | 0.245 | Updates based on above
| Year 01 Cost | 286356
| Intervention Saving (Year 01) | -59489.4507
| Assumed Yearly % Increase | 5% | Assumed/ enter manually
| Cost of interventions | 675000 | From Matrix
|  | Estimated Saving | Cumulative | Capital Cost
| Year 1 | -59489.4507 | -59489.4507 | 675000
| Year 2 | -62463.9232 | -121953.3739 | 675000
| Year 3 | -65587.1194 | -187540.4933 | 675000
| Year 4 | -68866.4754 | -256406.9687 | 675000
| Year 5 | -72309.7991 | -328716.7679 | 675000
| Year 6 | -75925.2891 | -404642.057 | 675000
| Year 7 | -79721.5536 | -484363.6105 | 675000
| Year 8 | -83707.6312 | -568071.2417 | 675000
| Year 9 | -87893.0128 | -655964.2545 | 675000
| Year 10 | -92287.6634 | -748251.918 | 675000
| Year 11 | -96902.0466 | -845153.9646 | 675000
| Year 12 | -101747.1489 | -946901.1135 | 675000
| Year 13 | -106834.5064 | -1053735.6199 | 675000
| Year 14 | -112176.2317 | -1165911.8516 | 675000
| Year 15 | -117785.0433 | -1283696.8948 | 675000
| Year 16 | -123674.2954 | -1407371.1903 | 675000
| Year 17 | -129858.0102 | -1537229.2005 | 675000
| Year 18 | -136350.9107 | -1673580.1112 | 675000
| Year 19 | -143168.4563 | -1816748.5675 | 675000
| Year 20 | -150326.8791 | -1967075.4466 | 675000
| Operational Water use | do separate tab similar to above
| Operational carbon emissions | do separate tab similar to above

## Water Use
Water Use
| Start Position | 181 | m3/room/year
|  | Target Reduciton | litre/m2/year
1 | Level 1 | 90% | 162.9
2 | Level 2 | 75% | 135.75
3 | Level 3 | 60% | 108.6
4 | Level 4 | 45% | 81.45
5 | Level 5 | 25% | 45.25
| Target Level | 14.5 | From Matrix
| Achieved Level | 1 | Manual Selection based on target level
| Base Reduciton | 90% | Manual Selection based on target level
| Extra Reduction | -202.5% | Amend formula to required levels
| Assumed Intervention | -112.5%
Intervention
| Number of Rooms | 261 | From Key data
| Assumed m3/year | -53146.125
| Water Cost / m3 | 1.4 | Assumed/ enter manually
| Year 01 Cost | -74404.575
No Intervention
| Assumed m3/year | 47241
| Water Cost / m3 | 1.4 | Updates based on above
| Year 01 Cost | 66137.4
| Intervention Saving (Year 01) | 100387.125
| Assumed Yearly % Increase | 5% | Assumed/ enter manually
| Cost of interventions | 0 | From Matrix
|  | Estimated Saving | Cumulative | Capital Cost
| Year 1 | 100387.125 | 100387.125 | 0
| Year 2 | 105406.4813 | 205793.6063 | 0
| Year 3 | 110676.8053 | 316470.4116 | 0
| Year 4 | 116210.6456 | 432681.0571 | 0
| Year 5 | 122021.1779 | 554702.235 | 0
| Year 6 | 128122.2367 | 682824.4717 | 0
| Year 7 | 134528.3486 | 817352.8203 | 0
| Year 8 | 141254.766 | 958607.5864 | 0
| Year 9 | 148317.5043 | 1106925.0907 | 0
| Year 10 | 155733.3795 | 1262658.4702 | 0
| Year 11 | 163520.0485 | 1426178.5187 | 0
| Year 12 | 171696.0509 | 1597874.5696 | 0
| Year 13 | 180280.8535 | 1778155.4231 | 0
| Year 14 | 189294.8962 | 1967450.3193 | 0
| Year 15 | 198759.641 | 2166209.9603 | 0
| Year 16 | 208697.623 | 2374907.5833 | 0
| Year 17 | 219132.5042 | 2594040.0874 | 0
| Year 18 | 230089.1294 | 2824129.2168 | 0
| Year 19 | 241593.5858 | 3065722.8026 | 0
| Year 20 | 253673.2651 | 3319396.0678 | 0

## Matrix
P2035 - Sustainability Cost Matrix
2024-06-25
Notes: | [7 empty] | operational costs
The costs provided over the next slides are indicative only and provided to aid discussions and act as a guide only.
Scope and extent of design interventions will be required prior to more reasoned estimates being provided/calculated.
Matrix: | [9 empty] | Graph Data
Class | Themes | Max Rating | Target Rating | Target Intervention Cost |  | Duplicated Values | Total Combined Cost | Operational Cost Effect |  | Current | Target | Not Targeted
|  |  |  | Low | High
Carbon Emissions | Reducing Embodied Carbon | 82 | 54 | 166000 | 208000
| Reducing Operational Carbon | 142 | 24 | 675000 | 1335000
| Renewable Energy Supply | 0 | 0 | 0 | 0
| Smart energy solutions | 0 | 0 | 0 | 0
| Energy Monitoring | 56 | 0 | 0 | 0
| Construction Activity Emissions | 18 | 10 | 0 | 363000
Health & Wellbeing | Indoor Air Quality | 56 | 0 | 0 | 0
| Indoor Thermal Comfort | 70 | 0 | 0 | 0
| Lighting & Visual Comfort | 50 | 0 | 0 | 0
| Acoustic Comfort | 84 | 0 | 0 | 0
| Outdoor Microclimate | 48 | 0 | 0 | 0
| Personal Safety & Security | 105 | 0 | 0 | 0
| Promote Physical Activity in Design | 32 | 8 | 57000 | 190000
Water Use | Water Efficiency | 40 | 30 | 199000 | 398000
| Water Recycling & Reuse | 48 | 10 | 73000 | 726000
| Monitoring & Feedback | 28 | 18 | 160000 | 400000
| Outdoor Water Use | 23 | 0 | 0 | 0
Circular Economy | Assessment of Circular Potentials | 54 | 4 | 4000 | 7000
| Smart Demolition Planning | 2 | 2 | 0 | 7000
| Hazardous Substances | 28 | 4 | 4000 | 15000
Resilience | Climate Risk Assessment | 10 | 18 | 15000 | 22000
| Design for Physical Security | 87 | 50 | 29000 | 55000
Value & Cost | Construction & Evaluation | 28 | 12 | 15000 | 36000
Biodiversity | Increase local biodiversity | 20 | 20 | 13000 | 47000
| Add duplicated values once | [5 empty] | Formula to pick up total of duplications
| Total Combined Cost | [5 empty] | 0
|  |  |  | 1410000 | 3809000 | 0 | 0 | 0 | 0 | 0 | 0 | 0 | 0

## Detailed Matrix
[13 empty] | Intervention cost | [6 empty] | Target Intervention Cost
| Class | Theme | Intervention Category | Interventions | Intervention Description | Priced | Achieveable regardless of cost (Y/N) | Achieveability | Impact Rating | Weighting | Interventation Targeted (Y/N) | Positive/Negative impact | Low Cost | High Cost | Low Incl. | High incl. | Max Rating | Rating | Intervention Level | Low Cost | High Cost | Comments | Development Comment (DELETE COLUMN)
| CARBON EMISSIONS | Reducing Embodied Carbon | Design Strategy | Remove basement | Removal of basement and utilise above ground space | Can't | N/A | 3 | 3 | 9 | N/A | Positive | n/a | n/a | n/a | n/a | 82 | 54 | 65.85% | 166000 | 208000 | Basement already removed from scheme | Basement removal can impact height or value
|  |  | Procurement | Low carbon concrete | Use of low carbon concrete | Yes | Yes | 3 | 4 | 12 | No | Positive | 165000 | 232000 | n/a | n/a
|  |  | Design Strategy | Low waste design strategy | Alterations to room/ shape layouts including heights to minim ise material wasteage | Yes | Yes | 3 | 2 | 6 | Yes | Positive | Included | Included | Included | Included | [5 empty] | Part of design economics review and review at feasibility stage
|  |  | Construction Management | Enhanced Construction Monitoring | Monitoring during to ensure low material wastage | Yes | Yes | 3 | 2 | 6 | Yes | Positive | 272000 | 272000 | 272000 | 272000
|  |  | Structural Enhancements | Structural Optimisation | Stage 01 - vertical improvement | Yes | Yes | 3 | 2 | 6 | Yes | Positive | Included | Included | Included | Included | [5 empty] | Part of design economics review and review at feasibility stage
|  |  | Structural Enhancements | Structural Optimisation | Stage 02 - Removing transfer structure and slab optimizing | Yes | Yes | 4 | 2 | 8 | Yes | Positive | Included | Included | Included | Included | [5 empty] | Part of design economics review and review at feasibility stage
|  |  | Procurement | Local Procurement and use of low carbon materials including natural, recycled and refurbished materials | Stage 01 - Low target use | Yes | Yes | 4 | 2 | 8 | Yes | Positive | 0 | 254000 | 0 | 254000 | [5 empty] | Nominal cost ranges/ targets
|  |  | Procurement | Local Procurement and use of low carbon materials including natural, recycled and refurbished materials | Stage 02 - Medium target use | Yes | Yes | 4 | 2 | 8 | No | Positive | 254000 | 472000 | n/a | n/a | [5 empty] | Nominal cost ranges/ targets
|  |  | Procurement | Local Procurement and use of low carbon materials including natural, recycled and refurbished materials | Stage 03 - Maximum target use | Yes | Yes | 4 | 2 | 8 | No | Positive | 472000 | 1017000 | n/a | n/a | [5 empty] | Nominal cost ranges/ targets
|  |  | Design Strategy | Retention of existign structures | Retention of existing structures | Yes | N/A | 5 | 4 | 20 | N/A | Positive | n/a | n/a | n/a | n/a | [5 empty] | Assumed part of feasibility review
|  |  | Design Strategy | Utilising exposed soffits | Removal of suspended/ plasterboard ceilings and utilsie exposed soffits | Yes | Yes | 5 | 4 | 20 | Yes | Positive | -106000 | -318000 | -106000 | -318000 | [5 empty] | Dependant of % ceilings removed and treatement strategy of soffit
|  | Reducing Operational Carbon | Design Strategy | Glazing ratio improvement | ~50% of façade glazed | Yes | Yes | 1 | 2 | 2 | No | Negative | -405000 | -405000 | n/a | n/a | 142 | 24 | 16.9% | 675000 | 1335000
|  |  | Design Strategy | Glazing ratio improvement | ~45% of façade glazed | Yes | Yes | 2 | 3 | 6 | No | Negative | -202000 | -202000 | n/a | n/a
|  |  | Design Strategy | Glazing ratio improvement | ~40% of façade glazed | Yes | Yes | 3 | 4 | 12 | No | Positive | 0 | 0 | n/a | n/a
|  |  | Design Strategy | Glazing ratio improvement | ~35% of façade glazed | Yes | Yes | 4 | 5 | 20 | Yes | Positive | 203000 | 203000 | 203000 | 203000
|  |  | Design Strategy | Glazing ratio improvement | ~30% of façade glazed | Yes | Yes | 4 | 5 | 20 | No | Positive | 405000 | 405000 | n/a | n/a
|  |  | Specification Change | External Wall U-Value enhancements | Stage 01: U-Value <0.18w/m2.k | Yes | Yes | 2 | 2 | 4 | No | Positive | 0 | 0 | n/a | n/a
|  |  | Specification Change | External Wall U-Value enhancements | Stage 02: U-Value <0.17w/m2.k | Yes | Yes | 3 | 2 | 6 | No | Positive | 99000 | 99000 | n/a | n/a
|  |  | Specification Change | External Wall U-Value enhancements | Stage 03: U-Value <0.16w/m2.k | Yes | Yes | 4 | 2 | 8 | No | Positive | 165000 | 165000 | n/a | n/a
|  |  | Specification Change | Glazing U-Value enhancements | Stage 01: U-Value <1.4w/m2.k (Double Glazed) | Yes | Yes | 2 | 2 | 4 | No | Positive | 0 | 0 | n/a | n/a
|  |  | Specification Change | Glazing U-Value enhancements | Stage 02: U-Value <1.2w/m2.k (Double Glazed) | Yes | Yes | 3 | 2 | 6 | No | Positive | 354000 | 354000 | n/a | n/a
|  |  | Specification Change | Glazing U-Value enhancements | Stage 03: U-Value <1.0w/m2.k (Triple Glazed) | Yes | Yes | 4 | 2 | 8 | No | Positive | 425000 | 425000 | n/a | n/a
|  |  | Design Strategy | Façade Air-tightness | Stage 01: <3 | Yes | Yes | 2 | 2 | 4 | No | Positive | 263000 | 263000 | n/a | n/a
|  |  | Design Strategy | Façade Air-tightness | Stage 02: <2 | Yes | Yes | 3 | 2 | 6 | No | Positive | 122000 | 122000 | n/a | n/a
|  |  | Design Strategy | Façade Air-tightness | Stage 03: <1 (values to be confirmed) | Yes | Yes | 4 | 2 | 8 | No | Positive | 142000 | 142000 | n/a | n/a
|  |  | Design Strategy | Optimised External Shading | Design stratgey adoptiong deep reveals and overhangs | Yes | Yes | 2 | 2 | 4 | Yes | Positive | 472000 | 1132000 | 472000 | 1132000
|  |  | Design Strategy | Optimised External Shading | Physical solar shading - Fixed | Yes | Yes | 3 | 2 | 6 | No | Positive | 165000 | 987000 | n/a | n/a
|  |  | Design Strategy | Optimised External Shading | Physical solar shading - Moveable / Operable | Yes | Yes | 4 | 2 | 8 | No | Positive | 329000 | 987000 | n/a | n/a
[15 empty] | n/a | n/a
|  |  | Design Strategy | Provision of primary energy | Stage 01: Provision in line with TRD | No | Yes | 0 | 0 | 0 | TBC |  | 0 | 0 | n/a | n/a
|  |  | Design Strategy | Provision of primary energy | Stage 02a: Minimise energy consumption through passive design measures, energy efficient systems and controls | Can't | Yes | 0 | 0 | 0 | TBC |  | 0 | 0 | n/a | n/a
|  |  | Design Strategy | Provision of primary energy | Stage 02b: Utlisation of low carbon energy sources | Can't | Yes | 0 | 0 | 0 | TBC |  | 0 | 0 | n/a | n/a
|  |  | Design Strategy | Provision of primary energy | Stage 03a: Utilise existing district energy network | Can't | Yes | 0 | 0 | 0 | TBC |  | 0 | 0 | n/a | n/a
|  |  | Design Strategy | Provision of primary energy | Stage 03b: Utilise air source heat pumps to generate heating, cooling and domestic hot water | Can't | Yes | 0 | 0 | 0 | TBC |  | 0 | 0 | n/a | n/a
|  |  | Design Strategy | Provision of primary energy | Stage 04: Use simultaneous heating and colling heat pumps during mid-season loads | Can't | Yes | 0 | 0 | 0 | TBC |  | 0 | 0 | n/a | n/a
[11 empty] | TBC |  |  |  | n/a | n/a
|  |  | Design Strategy | Heating & colling to building | Stage 01: VRF or HVRF system in line with TRD | No | Yes | 0 | 0 | 0 | TBC |  | 0 | 0 | n/a | n/a
|  |  | Design Strategy | Heating & colling to building | Stage 02a: Upgrades to Facades (heat retention & air leakages) | Can't | Yes | 0 | 0 | 0 | TBC |  | 0 | 0 | n/a | n/a
|  |  | Design Strategy | Heating & colling to building | Stage 02b: Utilisation of natural ventilation | Can't | Yes | 0 | 0 | 0 | TBC |  | 0 | 0 | n/a | n/a
|  |  | Design Strategy | Heating & colling to building | Stage 03: Low SFP 4 pipe fan coil units utilising collth available from district energy networkl | Can't | Yes | 0 | 0 | 0 | TBC |  | 0 | 0 | n/a | n/a
|  |  | Design Strategy | Heating & colling to building | Stage 04: Low SFP 4 pipe fan coil units utilising collth available from ASHPs/Chillers | Can't | Yes | 0 | 0 | 0 | TBC |  | 0 | 0 | n/a | n/a
|  |  | Design Strategy | Heating & colling to building | Stage 05: LTHW radiant heating in large communal areas | Can't | Yes | 0 | 0 | 0 | TBC |  | 0 | 0 | n/a | n/a
` | [10 empty] | TBC |  |  |  | n/a | n/a
|  |  | Design Strategy | Ventilation Systems | TRD Option 01: Local MVHR units with PHX heat recovery operating on trickle/ boost basis | No | Yes | 0 | 0 | 0 | TBC |  | 0 | 0 | n/a | n/a
|  |  | Design Strategy | Ventilation Systems | Stage 01: Minimising volume of air that needs to be moved (with consideration to wellbeing) including fan power consumption and use of natural ventilation | Can't | Yes | 0 | 0 | 0 | TBC |  | 0 | 0 | n/a | n/a
|  |  | Design Strategy | Ventilation Systems | Stage 02: Mixed mode ventilation with smart controls to minimise reliance on mechanical ventilation (may also provide cooling benfit) | Can't | Yes | 0 | 0 | 0 | TBC |  | 0 | 0 | n/a | n/a
|  |  | Design Strategy | Ventilation Systems | Stage 03: Lowe SFP local MVHR units with high efficiency heat recovery and demand driven controls interfaced with natural ventilation | Can't | Yes | 0 | 0 | 0 | TBC |  | 0 | 0 | n/a | n/a
|  |  | Design Strategy | Ventilation Systems | Stage 04: Extract Only ventilation combined with fresh air supply ventialtion incorporating local heating & cooling | Can't | Yes | 0 | 0 | 0 | TBC |  | 0 | 0 | n/a | n/a
[15 empty] | n/a | n/a
|  |  | Design Strategy | Domestic Hot Water | Stage 01: Provision in line with TRD | No | Yes | 0 | 0 | 0 | TBC |  | 0 | 0 | n/a | n/a
|  |  | Design Strategy | Domestic Hot Water | Stage 02a: Minimise unnecessary storage and distribution losses | Can't | Yes | 0 | 0 | 0 | TBC |  | 0 | 0 | n/a | n/a
|  |  | Design Strategy | Domestic Hot Water | Stage 02b: Use low carbon energy source to generate hot water | Can't | Yes | 0 | 0 | 0 | TBC |  | 0 | 0 | n/a | n/a
|  |  | Design Strategy | Domestic Hot Water | Stage 3a: Decentralised local generation utilising low carbon heat available from district energy network | Can't | Yes | 0 | 0 | 0 | TBC |  | 0 | 0 | n/a | n/a
|  |  | Design Strategy | Domestic Hot Water | Stage 3b: Centralised system utilising low carbon heat available from district energy network | Can't | Yes | 0 | 0 | 0 | TBC |  | 0 | 0 | n/a | n/a
|  |  | Design Strategy | Domestic Hot Water | Stage 4: Use receoverd energy to pre-heat water (heat recovery from plant etc.) | Can't | Yes | 0 | 0 | 0 | TBC |  | 0 | 0 | n/a | n/a
|  |  | Design Strategy | Domestic Hot Water | Stage 5: Utilise solar collectors to off-set primary energy use. | Can't | Yes | 0 | 0 | 0 | TBC |  | 0 | 0 | n/a | n/a
[15 empty] | n/a | n/a
|  |  | Design Strategy | Domestic Cold Water | Stage 01: Provision in line with TRD | No | Yes | 0 | 0 | 0 | TBC |  | 0 | 0 | n/a | n/a
|  |  | Design Strategy | Domestic Cold Water | Stage 02a: minimise water wasteage | Can't | Yes | 0 | 0 | 0 | TBC |  | 0 | 0 | n/a | n/a
|  |  | Design Strategy | Domestic Cold Water | Stage 02b: Minimise pump energy consumption by reducing volume of water requiring movement | Can't | Yes | 0 | 0 | 0 | TBC |  | 0 | 0 | n/a | n/a
[15 empty] | n/a | n/a
|  |  | Design Strategy | Lighting | Stage 01: Provision in line with TRD | No | Yes | 0 | 0 | 0 | TBC |  | 0 | 0 | n/a | n/a
|  |  | Design Strategy | Lighting | Stage 02: Simple lighting design utilising very low energy light fittings | No | Yes | 0 | 0 | 0 | TBC |  | 0 | 0 | n/a | n/a
|  |  | Design Strategy | Lighting | Stage 03: Smart controls (Absence/ presence detection & daylight linking) | No | Yes | 0 | 0 | 0 | TBC |  | 0 | 0 | n/a | n/a
|  |  | Design Strategy | Lighting | Stage 04: Circadian Controls | No | Yes | 0 | 0 | 0 | TBC |  | 0 | 0 | n/a | n/a
[15 empty] | n/a | n/a
|  |  | Design Strategy | Small Power | Stage 01a: Minimise plug loads | No | Yes | 0 | 0 | 0 | TBC |  | 0 | 0 | n/a | n/a
|  |  | Design Strategy | Small Power | Stage 01b: Minimise energy wasteage | No | Yes | 0 | 0 | 0 | TBC |  | 0 | 0 | n/a | n/a
|  |  | Design Strategy | Small Power | Stage 02a: Reduce use of plug in equipment | No | Yes | 0 | 0 | 0 | TBC |  | 0 | 0 | n/a | n/a
|  |  | Specification Change | Small Power | Stage 02b: Specify high efficiency equipment with integral power saving controls | No | Yes | 0 | 0 | 0 | TBC |  | 0 | 0 | n/a | n/a
|  |  | Specification Change | Small Power | Stage 03: Smart Controls in rooms to turn off non-essential equipment when not in use | No | Yes | 0 | 0 | 0 | TBC |  | 0 | 0 | n/a | n/a
|  |  | Design Strategy | Small Power | Stage 04: Battery stroage to store energy from LZCTs and off-peak/low carbon grid electricity | No | Yes | 0 | 0 | 0 | TBC |  | 0 | 0 | n/a | n/a
[15 empty] | n/a | n/a
|  |  | Design Strategy | Lifts | Stage 01a: Minimise energy consumption | No | Yes | 0 | 0 |  | TBC |  | 0 | 0 | n/a | n/a
|  |  | Design Strategy | Lifts | Stage 01b: Maximise energy efficiency | No | Yes | 0 | 0 | 0 | TBC |  | 0 | 0 | n/a | n/a
|  |  | Design Strategy | Lifts | Stage 02: Incorporate energy recovery systems | No | Yes | 0 | 0 | 0 | TBC |  | 0 | 0 | n/a | n/a
|  |  | Design Strategy | Lifts | Stage 03: Utilise smart control and management systems to minimise unnecessary lift movements | No | Yes | 0 | 0 | 0 | TBC |  | 0 | 0 | n/a | n/a
|  |  | Operational Changes | Building Operation Changes | Continual improvements written into policy | Yes | Yes | 5 | 2 | 10 | No | Positive | 7000 | 36000 | n/a | n/a
[15 empty] | n/a | n/a
|  | Renewable Energy Supply | Design Strategy | Renewables | Low interventio: Basic PV provision to roof | Yes | Yes | 5 | 3 | 15 | Yes | Positive | 0 | 194000 | 0 | 194000 | [5 empty] | Allowance for PV to 25% of roof already included
|  |  | Design Strategy | Renewables | Medium Intevention: PC Provision with basic battery back-up | Yes | Yes | 4 | 4 | 16 | No | Positive | 23000 | 78000 | n/a | n/a
|  |  | Design Strategy | Renewables | High intervention: Extensive use of PV; facades? | Yes | Yes | 1 | 5 | 5 | No | Positive | 1139000 | 2590000 | n/a | n/a
|  | Smart Energy | Design Strategy | Low intervention | Basisc Loadshedding | Yes | Yes | 3 | 2 | 6 | TBC | Positive | 170000 | 340000 | n/a | n/a
|  |  | Design Strategy | Medium intervention | Load shedding including energy monitorigin and responding to energy demand etc | No | Yes | 3 | 2 | 6 | TBC | Positive | 0 | 0 | n/a | n/a
|  |  | Design Strategy | High Intervention | Grid independence | No | Yes | 3 | 2 | 6 | TBC | Positive | 0 | 0 | n/a | n/a
[15 empty] | n/a | n/a
|  | Energy Monitoring | Design Strategy | Energy Management & Monitoring | Stage 01 - Automated Meter Reading (AMR) with sub-metering for specific sub-areas/equipment; includign integration with BMA | Can't | Yes | 2 | 2 | 4 | TBC | Positive | 0 | 0 | n/a | n/a | 56 | 0 | 0% | 0 | 0
|  |  | Design Strategy | Energy Management & Monitoring | Stage 02 - Energy Management System (EMS) connected to BMS with data logging aids | Can't | Yes | 3 | 2 | 6 | TBC | Positive | 0 | 0 | n/a | n/a
|  |  | Design Strategy | Energy Management & Monitoring | Stage 03 - Interactive tools tracking energy consumption in real-time allowing for immediate adjustments to reduce waste with BMA using optimisation algorithms to automatically adjust settings for optimal energy efficiency | Can't | Yes | 4 | 2 | 8 | TBC | Positive | 0 | 0 | n/a | n/a
|  |  | Design Strategy | Energy Management & Monitoring | Stage 04 - Use of real time data analysis and forecasting reduces energy use by anticipating demand and adjusting operations to reduce energy waste | Can't | Yes | 5 | 2 | 10 | TBC | Positive | 0 | 0 | n/a | n/a
|  |  | Design Strategy | Fault Detection | Stage 01 - Manual Fault Detection | Can't | Yes | 2 | 2 | 4 | TBC | Positive | 0 | 0 | n/a | n/a
|  |  | Design Strategy | Fault Detection | Stage 02 - Simple fault detection and automated notifications/ alerts | Can't | Yes | 3 | 2 | 6 | TBC | Positive | 0 | 0 | n/a | n/a
|  |  | Design Strategy | Fault Detection | Stage 03 - Data driven automatic fault monitoring providng detialed insights and analytics to support decision-making | Can't | Yes | 4 | 2 | 8 | TBC | Positive | 0 | 0 | n/a | n/a
|  |  | Design Strategy | Fault Detection | Stage 04 - Proactive fault detection and automatic resolution predicting when equipment is likley to fail or require maintenance. | Can't | Yes | 5 | 2 | 10 | TBC | Positive | 0 | 0 | n/a | n/a
[15 empty] | n/a | n/a
|  | Construction Activity Emissions |  | Low intervention | Reduction in emissions through site operations; turnign off waiting plant etc. | Yes | Yes | 5 | 2 | 10 | Yes |  | 0 | 363000 | 0 | 363000 | 18 | 10 | 55.56% | 0 | 363000
|  |  |  | Medium intervention | Reduction in omissions through more rigourous site operational changes including introduction of renewables generation on site setup | Yes | Yes | 3 | 2 | 6 | No |  | 363000 | 726000 | n/a | n/a
|  |  |  | High Intervention | Use of electric vehicles and plant | Yes | Yes | 1 | 2 | 2 | No |  | 363000 | 2542000
| HEALTH & WELLBEING | Indoor Air Quality | Design Strategy | Monitoring | Stage 01 - Basic monitoring of CO2, temperature and humidity | Yes | Yes | 2 | 2 | 4 | TBC | Positive | 0 | 0 | n/a | n/a | 56 | 0 | 0% | 0 | 0
|  |  | Design Strategy | Monitoring | Stage 02 - Active monitoring of CO2, temperature and humidity | Yes | Yes | 3 | 2 | 6 | TBC | Positive | 204000 | 0 | n/a | n/a
|  |  | Design Strategy | Monitoring | Stage 03 - IAQ monitoring which informas occupants about air quality and actions to take when deficient | Yes | Yes | 4 | 2 | 8 | TBC | Positive | 102000 | 0 | n/a | n/a
|  |  | Design Strategy | Monitoring | Stage 04 - In room monitoring and automated ventilation systems | Yes | Yes | 5 | 2 | 10 | TBC | Positive | 714000 | 0 | n/a | n/a
|  |  | Design Strategy | Systems | Stage 01 - Improved air filtration | Can't | Yes | 2 | 2 | 4 | TBC | Positive | 0 | 0 | n/a | n/a
|  |  | Design Strategy | Systems | Stage 02 - Basic control systems (increase/decrease in fresh air rate) | Can't | Yes | 3 | 2 | 6 | TBC | Positive | 0 | 0 | n/a | n/a
|  |  | Design Strategy | Systems | Stage 03- Demand controlled ventilation (MERV Level 13 or better) | Can't | Yes | 5 | 2 | 10 | TBC | Positive | 0 | 0 | n/a | n/a
|  |  | Design Strategy | VOC Materials | Stage 01 - Reduce VOCs through selection of low emssion materials | Can't | Yes | 4 | 2 | 8 | TBC | Positive | 0 | 0 | n/a | n/a
|  |  | Design Strategy | VOC Materials | Stage 02 - 'Red list' approach to materials with no high VOC materials permitted | Can't | No | 5 | 2 | 10 | TBC | Positive | 0 | 0 | n/a | n/a
[15 empty] | n/a | n/a
|  | Indoor Thermal Comfort | Design Strategy | Overheating Prevention | Stage 0 1 - Comfortable indoor environment temperatures using the adaptive thermal comfort model under the DSY 1 summer design conditions | Can't | Yes | 1 | 2 | 2 | TBC | Positive | 0 | 0 | n/a | n/a | 70 | 0 | 0% | 0 | 0
|  |  | Design Strategy | Overheating Prevention | Stage 02 - Comfortable indoor environment temperatures using the adaptive thermal comfort model under all extreme design summer year conditions | Can't | Yes | 2 | 2 | 4 | TBC | Positive | 0 | 0 | n/a | n/a
|  |  | Design Strategy | Overheating Prevention | Stage 03 - Comfortable indoor environment temperatures using the adaptive thermal comfort model under current and extreme future weather conditions | Can't | Yes | 3 | 2 | 6 | TBC | Positive | 0 | 0 | n/a | n/a
|  |  | Design Strategy | Overheating Prevention | Stage 04 - Comfortable indoor environment temperatures using the adaptive thermal comfort model under current and extreme future weather conditions with monitoring and verification | Can't | Yes | 4 | 2 | 8 | TBC | Positive | 0 | 0 | n/a | n/a
|  |  | Design Strategy | Overheating Prevention | Stage 05 - Comfortable indoor environment temperatures using the adaptive thermal comfort model without the requirements for active cooling | Can't | Yes | 5 | 5 | 25 | TBC | Positive | 0 | 0 | n/a | n/a
|  |  | Design Strategy | Controls | Stage 01 - Thermal Zoning and controls appropriate for intended use case | Can't | Yes | 5 | 5 | 25 | TBC | Positive | 0 | 0 | n/a | n/a
[15 empty] | n/a | n/a
|  | Lighting & Visual Comfort | Design Strategy | Daylight Access | Stage 01 - Optimised design with daylight accessof %sDA>50% | Yes | Yes | 4 | 2 | 8 | TBC | Positive | n/a | n/a | n/a | n/a | 50 | 0 | 0% | 0 | 0
|  |  | Design Strategy | Daylight Access | Stage 02 - Optimise size and position of windows and external shading for maximum daylight and minimum overheating | Yes | Yes | 5 | 2 | 10 | TBC | Positive | n/a | n/a | n/a | n/a
|  |  | Design Strategy | Glare Control | Stage 01 - Personal control over sunlight & glare (internal blinds) | Yes | Yes | 2 | 2 | 4 | TBC | Positive | n/a | n/a | n/a | n/a
|  |  | Design Strategy | Glare Control | Stage 02 - External shading designed to reduce sunlight glare, ASE<10% | Yes | Yes | 5 | 2 | 10 | TBC | Positive | Elsewhere | Elsewhere | n/a | n/a
|  |  | Design Strategy | Lighting Controls | Stage 0 1 - Personal control over artificial lighting | Yes | Yes | 2 | 2 | 4 | TBC | Positive | n/a | n/a | n/a | n/a
|  |  | Design Strategy | Lighting Controls | Stage 02 - Use of circadian lighting | Yes | Yes | 3 | 2 | 6 | TBC | Positive | 190000 | 569000 | n/a | n/a
|  |  | Design Strategy | Lighting Controls | Stage 03 - Detailed lighting plan for age groups & activities | Yes | Yes | 4 | 2 | 8 | TBC | Positive | n/a | n/a | n/a | n/a
|  |  | Design Strategy | Lighting Controls | Stage 04 - IoT tech & mobile apps for automatic daylight control & blinds | Yes | No | 5 | 2 | 10 | TBC | Positive | 95000 | 284000 | n/a | n/a
[15 empty] | n/a | n/a
|  | Acoustic Comfort | Design Strategy | Sound Insulation | Stage 01 - BREEAM 1 Point - +3dB on Part E (46 dB DnTw+Ctr) | Can't | Yes | 2 | 2 | 4 | TBC | Positive | 0 | 0 | n/a | n/a | 84 | 0 | 0% | 0 | 0
|  |  | Design Strategy | Sound Insulation | Stage 02 - BREEAM 2 Points - +5dB on Part E (48 dB DnTw+Ctr) | Can't | Yes | 3 | 2 | 6 | TBC | Positive | 0 | 0 | n/a | n/a
|  |  | Design Strategy | Sound Insulation | Stage 03 - +8dB on Part E (51 dB DnTw+Ctr) | Can't | Yes | 4 | 2 | 8 | TBC | Positive | 0 | 0 | n/a | n/a
|  |  | Design Strategy | Sound Insulation | Stage 04 - +10dB on Part E (53 dB DnTw+Ctr) | Can't | Yes | 5 | 2 | 10 | TBC | Positive | 0 | 0 | n/a | n/a
|  |  | Design Strategy | Ambient Noise Levels | Stage 01 - 35dBA daytime 30 dBA nighttime LAFmax 45 (10x/night) LASmax 40 | Can't | Yes | 2 | 2 | 4 | TBC | Positive | 0 | 0 | n/a | n/a
|  |  | Design Strategy | Ambient Noise Levels | Stage 02 - 30dBA daytime 25dBA nighttime LAFmax 45 (10x/night) LASmax 35 | Can't | Yes | 3 | 2 | 6 | TBC | Positive | 0 | 0 | n/a | n/a
|  |  | Design Strategy | Ambient Noise Levels | Stage 03 - 30dBA daytime 25dBA nighttime LAFmax 42,1min LASmax 35 Higher spec. glazing Higher spec. vent attenuation | Can't | Yes | 4 | 2 | 8 | TBC | Positive | 0 | 0 | n/a | n/a
|  |  | Design Strategy | Ambient Noise Levels | Stage 04 - 30dBA daytime 25dBA nighttime LAFmax 42,1min LASmax 30 Structural vibration isolation more likely | Can't | Yes | 5 | 2 | 10 | TBC | Positive | 0 | 0 | n/a | n/a
|  |  | Design Strategy | Service Noise Levels | Stage 01 - NR 30 daytime NR25 nighttime | Can't | Yes | 2 | 2 | 4 | TBC | Positive | 0 | 0 | n/a | n/a
|  |  | Design Strategy | Service Noise Levels | Stage 02 - NR 25 daytime NR 20 nighttime | Can't | Yes | 5 | 2 | 10 | TBC | Positive | 0 | 0 | n/a | n/a
|  |  | Design Strategy | Vibration Control | Stage 01 - BS 6472 Day 0.2 ms-1.75 Night 0.13 ms-1.75 | Can't | Yes | 2 | 2 | 4 | TBC | Positive | 0 | 0 | n/a | n/a
|  |  | Design Strategy | Vibration Control | Stage 02 - BS 6472 Day 0.2 ms-1.75 Night 0.1 ms-1.75 | Can't | Yes | 5 | 2 | 10 | TBC | Positive | 0 | 0 | n/a | n/a
[15 empty] | n/a | n/a
|  | Outdoor Microclimate | Design Strategy | Survey & Analysis | Review local planning requirements for minimum analysis and thresholds for wind-speed etc. – ensure that the project is compliant. E.g. in the City of London microclimate requirement; Hong Kong, LEED, BREEAM and DGNB-requirements regarding microclimate assessment levels. If there are no specific planning requirements, provide a desktop study of prevailing local conditions. | Yes | Yes | 1 | 2 | 2 | TBC | Positive | 0 | 0 | n/a | n/a | 48 | 0 | 0% | 0 | 0
|  |  | Design Strategy | Survey & Analysis | Screening level wind study using CFD or wind tunnel for min. 12 directions: analysis of potential wind speed-up issues and highlight of any stagnant area where AQ or outdoor thermal comfort might be a concern (in particular for regions where local wind speeds are in average really low, like far east). Simplified outdoor thermal comfort assessment based on local climate: identify the need of mitigation strategies for each season, for example shading or wind protection | No | Yes | 2 | 2 | 4 | TBC | Positive | 0 | 0 | n/a | n/a
|  |  | Design Strategy | Survey & Analysis | Assessing Pedestrian level Wind comfort and safety involving CFD or wind tunnel using min. 16 wind directions to comply with DGNB wind requirement of potential problems on site Compare existing scenario with proposed scenario to identify potential wind acceleration issues or stagnant areas Identify the need for urban furniture and wind mitigation measures to improve local microclimate condition so that wind any uncomfortable or unsafe conditions on site are controlled and minimized. Run a seasonal solar exposure analysis to identify the areas fulfilling the thermal comfort suggested strategies outlined in level 2. | No | Yes | 3 | 2 | 6 | TBC | Positive | 0 | 0 | n/a | n/a
|  |  | Design Strategy | Survey & Analysis | Conduct wind comfort assessment with vegetation and mitigation option included (min 16 wind directions) DGNB+ on microclimate as level 3 plus testing the mitigation steps on site – follow-up after handover and measuring the efficiency of the measures. Outdoor thermal comfort detailed analysis predicting hourly felt temperature values for the final design during the most critical parts of the year. | No | Yes | 4 | 4 | 16 | TBC | Positive | 0 | 0 | n/a | n/a
|  |  | Design Strategy | Survey & Analysis | Conduct outdoor thermal and wind comfort assessment including air quality assessment, if relevant, for achieving best DGNB ratings. Including assessment of potential extreme heat and wind events for evaluating level of mitigation requirement with testing. Open for sharing data, challenges and learnings with academia/global construction industry and publication of assessment and outcome of design to enhanced market exposure. | No | Yes | 5 | 4 | 20 | TBC | Positive | 0 | 0 | n/a | n/a
[15 empty] | n/a | n/a
|  | Personal Safety & Security | Procurement & Material Selection | Material Specification to prevent harm to occupants | Reduce potential for slipping, sharp edges, breaking. | Can't | Yes | 2 | 2 | 4 | TBC | Positive | 0 | 0 | n/a | n/a | 105 | 0 | 0% | 0 | 0
|  |  | Client Evaluation | User experience evaluation to assess occupant comfort | Implement user experience evaluation to assess comfort related needs in the design phase, helping to eliminate discomfort disorders (e.g. work-related musculoskeletal issues) | Can't | Yes | 2 | 2 | 4 | TBC | Positive | 0 | 0 | n/a | n/a
|  |  | Design Strategy | Burglary preventative measures | Burglary preventive measures/ surveillance of openings accessible from terrain | Can't | Yes | 2 | 2 | 4 | TBC | Positive | 0 | 0 | n/a | n/a
|  |  | Survey / Appraisal | Hazard Reviews to eliminate or mitigate danagers | ` | Can't | Yes | 3 | 2 | 6 | TBC | Positive | 0 | 0 | n/a | n/a
|  |  | Client Operation | Hazard reduction measures | Take measures for reduction of hazards in daily operation | Can't | Yes | 3 | 2 | 6 | TBC | Positive | 0 | 0 | n/a | n/a
|  |  | Design Strategy | Safety Equipment provision | Provide technical safety equipment like fire detection and alarm systems, increasing the response capacity and users’ feelings of safety, while discouraging potential offenders | Can't | Yes | 3 | 2 | 6 | TBC | Positive | 0 | 0 | n/a | n/a
|  |  | Design Strategy | Eliminate blind corners, confined spaces and hiding places | Eliminate blind corners, confined spaces and hiding places | Can't | Yes | 3 | 2 | 6 | TBC | Positive | 0 | 0 | n/a | n/a
|  |  | Design Strategy | Pedestrian safety | Limit volume and speed of traffic within the building site by incorporating safe pedestrian, non-motorized transport, and delimited recreational facilities/play areas away from access roads | Can't | Yes | 4 | 2 | 8 | TBC | Positive | 0 | 0 | n/a | n/a
|  |  | Design Strategy | Pest Management Measures | Use Integrated Pest Management (IPM) concepts and requirements into facility design and construction for both interior, landscape and grass pest | Can't | Yes | 4 | 2 | 8 | TBC | Positive | 0 | 0 | n/a | n/a
|  |  | Design Strategy | Upgrade the physical security using classified building parts RC (Resistance Class) | Upgrade the physical security using classified building parts RC (Resistance Class) | Can't | Yes | 4 | 2 | 8 | TBC | Positive | 0 | 0 | n/a | n/a
|  |  | Client Evaluation | Continuous commissioning into personal safety | Incorporate continuous commissioning into the building maintenance program and safety & security plan, to ensure that possible optimization gets in focus for the benefit of the staff, customers and economic bottom-line. | Can't | Yes | 5 | 2 | 10 | TBC | Positive | 0 | 0 | n/a | n/a
|  |  | Client Operation | Chemical Inventories | Monitor chemical inventories of products, systems and materials used in the operation and maintenance, to identify opportunities to substitute them with green products | Can't | Yes | 5 | 2 | 10 | TBC | Positive | 0 | 0 | n/a | n/a
|  |  | Design Strategy | Protecting building via landscaping | Protect the building with landscape art (e.g. barriers with artful perforations) and/or incorporate secondary building structures (e.g. in a building annex), where active security screenings can take place preventing potential attackers from entering the primary building. | Can't | Yes | 5 | 5 | 25 | TBC | Positive | 0 | 0 | n/a | n/a
[15 empty] | n/a | n/a
|  | Promote Physical Activity in Design | Design Strategy | Accessibility | Safe, aesthetically designed and accessible stairs and ramps, servicing all floors | Yes | Yes | 2 | 2 | 4 | TBC | Positive | 0 | 0 | n/a | n/a | 32 | 8 | 25% | 57000 | 190000
|  |  | Design Strategy | Wayfinding Signage | Encourage the use of stairs and guide users to the stairs, bicycle racks or storage | Yes | Yes | 2 | 2 | 4 | TBC | Positive | 0 | 0 | n/a | n/a
|  |  | Design Strategy | Indoor Act`ivity Spaces | Multipurpose rooms and changing facilities | Can't | Yes | 3 | 2 | 6 | TBC | Positive | 0 | 0 | n/a | n/a
|  |  | Client Operation/ Promotion | Promotion of Activity | Safe Cycling and Pedestrians Network | Can't | No | 4 | 2 | 8 | TBC | Positive | 0 | 0 | n/a | n/a
|  |  | Design Strategy | Promotion of Activity | Exercise mat or equipment in room with pre-loaded stretching or training workouts. | Can't | Yes | 4 | 2 | 8 | Yes | Positive | 57000 | 190000 | 57000 | 190000
|  |  | Client Operation/ Promotion | Promotion of Activity | Rewards linked to ‘steps’. | Can't | No | 4 | 2 | 8 | TBC | Positive | 0 | 0 | n/a | n/a
|  |  | Design Strategy | Staircase Use | Enhanced Stairs with High Quality design | Yes | Yes | 5 | 2 | 10 | TBC | Positive | 174000 | 697000 | n/a | n/a
[15 empty] | n/a | n/a
| WATER USE | Water Efficiency | Design Strategy | Sanitaryware | Specification of lower flow toilets, taps and showerheads | Yes | Yes | 5 | 2 | 10 | Yes | Positive | 114000 | 227000 | 114000 | 227000 | 40 | 30 | 75% | 199000 | 398000
|  |  | Design Strategy | Appliances | Install efficient appliances(washing machines/dishwasher) | Yes | Yes | 5 | 2 | 10 | Yes | Positive | 38000 | 76000 | 38000 | 76000
|  |  | Design Strategy | Signposting | Signposting to reduce consumption | Yes | Yes | 5 | 2 | 10 | Yes | Positive | 47000 | 95000 | 47000 | 95000
|  |  | Client Operation/ Promotion | Behavioutal Changes | Encouraging behavioural changes | Can't | Yes | 5 | 2 | 10 | TBC | Positive | 0 | 0 | n/a | n/a
[15 empty] | n/a | n/a
|  | Water Recycling & Reuse | Design Strategy | Rainwater Harvesting | Stage 01 - Recycling <25% | Can't | Yes | 2 | 2 | 4 | TBC | Positive | 0 | 0 | n/a | n/a | 48 | 10 | 20.83% | 73000 | 726000
|  |  | Design Strategy | Rainwater Harvesting | Stage 02 - Recycling <50% | Can't | Yes | 2 | 2 | 4 | TBC | Positive | 0 | 0 | n/a | n/a
|  |  | Design Strategy | Rainwater Harvesting | Stage 03 - Recycling <70% | Can't | Yes | 2 | 2 | 4 | TBC | Positive | 0 | 0 | n/a | n/a
|  |  | Design Strategy | Rainwater Harvesting | Stage 04 - Recycling <70% | Can't | Yes | 3 | 2 | 6 | TBC | Positive | 0 | 0 | n/a | n/a
|  |  | Design Strategy | Greywater Recycling | Stage 01 - Greywater Recycling <25% | Can't | Yes | 2 | 2 | 4 | TBC | Positive | 0 | 0 | n/a | n/a
|  |  | Design Strategy | Greywater Recycling | Stage 02 - Greywater Recycling <50% | Can't | Yes | 3 | 2 | 6 | TBC | Positive | 0 | 0 | n/a | n/a
|  |  | Design Strategy | Greywater Recycling | Stage 03 - Greywater Recycling <75% | Can't | No | 3 | 2 | 6 | TBC | Positive | 0 | 0 | n/a | n/a
|  |  | Design Strategy | Greywater Recycling | Stage 04 - Greywater Recycling >90% | Can't | No | 5 | 2 | 10 | TBC | Positive | 0 | 0 | n/a | n/a
|  |  | Design Strategy | Other Water Recycling | Ozone laundry | Yes | Yes | 5 | 2 | 10 | Yes | Positive | 73000 | 726000 | 73000 | 726000
|  |  | Design Strategy | Other Water Recycling | Condensate recovery from HVAC | Can't | Yes | 5 | 2 | 10 | TBC | Positive | 0 | 0 | n/a | n/a
[15 empty] | n/a | n/a
|  | Monitoring & Feedback | Design Strategy | BREEAM Wat02/03 | Compliant Monitoring & Leak detection at main meter + sub metering for uses above 10% demand | Yes | Yes | 2 | 2 | 4 | Yes | Positive | 51000 | 127000 | 51000 | 127000 | 28 | 18 | 64.29% | 160000 | 400000
|  |  | Design Strategy | Smart Meters | Stage 01 - Smart meters with AMR for automated data collection including notification and damage limitation in the event of a pipe break/leakages | Yes | Yes | 3 | 2 | 6 | Yes | Positive | 73000 | 182000 | 73000 | 182000
|  |  | Design Strategy | Smart Meters | Stage 02 - Smart meters with AMI for detailed consumption feedback i.e “70% of your potable water is recycled” | Yes | Yes | 4 | 2 | 8 | Yes | Positive | 36000 | 91000 | 36000 | 91000 | [5 empty] | Potential double up with water recycling - CHECK
|  |  | Design Strategy | Smart Meters | Stage 03 - AMI system for comprehensive data analysis and feedback | Yes | Yes | 5 | 2 | 10 | TBC | Positive | 109000 | 272000 | n/a | n/a
[15 empty] | n/a | n/a
|  | Outdoor Water Use | Design Strategy | Rainwater Collection | Rainwater tank to collect water | Yes | Yes | 2 | 4 | 8 | TBC | Positive | 0 | 726000 | n/a | n/a | 23 | 0 | 0% | 0 | 0 | ALREADY COVERED UNDER RECYCLING?
|  |  | Design Strategy | Smart Irrigation Systems | Install a programmed automatic, in-ground irrigation/sprinkler system with a weather-based SMART irrigation controller, including a rain sensor. | Yes | Yes | 3 | 5 | 15 | TBC | Positive | 15000 | 145000 | n/a | n/a
|  |  | Design Strategy | Creating sustainable water-efficient landscape at community level | Transformation of the current landscape into a sustainable, water-efficient landscape for rainwater harvesting at a community level. | Can't | No | 4 | 4 | 16 | TBC | Positive | 0 | 0 | n/a | n/a
|  |  | Design Strategy | Utilising non-mains water for landscapre irrigation | Solely using municipal and/or on-site/in-house reclaimed water for all outdoor water use related to garden and landscape irrigation. | Can't | No | 5 | 5 | 25 | TBC | Positive | 0 | 0 | n/a | n/a
[15 empty] | n/a | n/a
| CIRCULAR ECONOMY | Assessment of Circular Potentials | Survey / Appraisal | Circular Economy Assessment | Stage 01 - Provide a simple assessment to identify opportunites within one selected area/theme Decide to engage in simple circular system, e.g consider reuse of materials through existing channels | Yes | Yes | 2 | 2 | 4 | Yes | Positive | 4000 | 7000 | 4000 | 7000 | 54 | 4 | 7.407% | 4000 | 7000
|  |  | Survey / Appraisal | Circular Economy Assessment | Stage 02 - Provide a simple assessment to identify opportunities within multiple areas/themes Decide to embed more readily available circular solutions into the building | Yes | Yes | 3 | 2 | 6 | TBC | Positive | 0 | -4000 | n/a | n/a
|  |  | Survey / Appraisal | Circular Economy Assessment | Stage 03 - Provide a thorough assessment to identify mulitiple circular opportunites and potential challenges or risks that are relevant for the project | Yes | Yes | 4 | 2 | 8 | TBC | Positive | 4000 | 7000 | n/a | n/a
|  |  | Survey / Appraisal | Circular Economy Assessment | Stage 04 - Very thorough assessment carried out to create full picture of opportunites and challenges for circularity as well as solutions. | Yes | Yes | 5 | 2 | 10 | TBC | Positive | 0 | 4000 | n/a | n/a
|  |  | Survey / Appraisal | Environmental Evaluation | Detailed evaluation of potential environmental impacts/benefits | Yes | Yes | 4 | 2 | 8 | TBC | Positive | 15000 | 36000 | n/a | n/a
|  |  | Design Strategy | Testing Circular solutions | Testing of new circular solutions in the project | No | Yes | 4 | 2 | 8 | TBC | Positive | 0 | 0 | n/a | n/a
|  |  | Design Strategy | Fully Circular Building | Strategic target to create a fully circular building, data driven and designed for disassembly | No | Yes | 5 | 2 | 10 | TBC | Positive | 0 | 0 | n/a | n/a
|  | Smart Demolition Planning | Client PR Work | Neigbourly Relations | Notification to neighbours in terms of scope and measures to prevent noise, dust etc. | Yes | Yes | 1 | 2 | 2 | Yes | Positive | 0 | 7000 | 0 | 7000 | 2 | 2 | 100% | 0 | 7000
|  |  | Survey / Appraisal | Environmental appriasal | Undertaking environmental appraisal | Yes | No | 1 | 2 | 2 | N/A | Positive | 4000 | 15000 | n/a | n/a
|  |  | Survey / Appraisal | Reuse Study | Stage 01 - Preliminary feasibility study on the potentials of reuse in the existing building is conducted. (screening) | Yes | No | 2 | 2 | 4 | N/A | Positive | 7000 | 15000 | n/a | n/a
|  |  | Survey / Appraisal | Reuse Study | Stage 02 - Preliminary pre-demolition audit on the potentials of reuse in the existing building is conducted | Yes | No | 3 | 2 | 6 | N/A | Positive | 4000 | -7000 | n/a | n/a
|  |  | Survey / Appraisal | Reuse Study | Stage 03 - More in-depth mapping and examination of materials and components is conducted including calcualtion on savings on emission and costs. | Yes | No | 4 | 2 | 8 | N/A | Positive | -4000 | 0 | n/a | n/a
|  |  | Survey / Appraisal | Reuse Study | Stage 04 - Mapping of materials and buildings components is supplemented with a suitability analysis, examining if some of the identified buildings components can be reused in the design 1 to 1 or fulfilling a secondary function. | Yes | No | 5 | 5 | 25 | N/A | Positive | 0 | 0 | n/a | n/a
|  |  | Contractor Procurement | Data Capture | Providing applicable LCA and LCC data, as well as qualitative data to the dismounted materials and buildings components. The materials are thereby prepared for online databases, markets, entering other LCA or LCC calculations etc The reused building components will be supported by a static documentation, evaluating on the load capacity and estimated lifetime | Yes | No | 5 | 4 | 20 | N/A | Positive | 7000 | 36000 | n/a | n/a
[15 empty] | n/a | n/a
|  | Hazardous Substances | Procurement & Material Selection | Identification of Hazardous Materials | Identify potentially harmful products e.g. glues and propose non-hazardous solutions.Collation of product data sheets. | Yes | Yes | 2 | 2 | 4 | Yes | Positive | 4000 | 15000 | 4000 | 15000 | 28 | 4 | 14.29% | 4000 | 15000
|  |  | Procurement & Material Selection | Exclusion of identified hazardous materials from specification | Stage 01 - Develop materials specification to exclude a significant proportion of identified hazardous substances. | Yes | Yes | 3 | 2 | 6 | TBC | Positive | 15000 | 885000 | n/a | n/a
|  |  | Procurement & Material Selection | Exclusion of identified hazardous materials from specification | Stage 02 - Develop materials specification to exclude all identified hazardous substances. | Yes | Yes | 4 | 2 | 8 | TBC | Positive | 22000 | 1734000 | n/a | n/a
|  |  | Procurement & Material Selection | Building Management to exclude use of specific substances | Building Management operations to implement a policy for exclusion of specific substances for product repairs and replacement, as well as for maintenance and cleaning products. | Yes | Yes | 5 | 2 | 10 | TBC | Positive | 0 | 0 | n/a | n/a
[15 empty] | n/a | n/a
| RESILIENCE | Climate Change | Survey / Appraisal | Climate Change Report | Stage 01 - review of best available data on climate hazard mapping and risk assessment is conducted. | Yes | Yes | 2 | 2 | 4 | Yes | Positive | 4000 | 7000 | 4000 | 7000 | 10 | 18 | 180% | 15000 | 22000
|  |  | Survey / Appraisal | Climate Change Report | Stage 02 - Application of best available data to perform a high-level site-specific climate hazard mapping and risk assessment for current climate. | Yes | Yes | 3 | 2 | 6 | Yes | Positive | 0 | 0 | 0 | 0
|  |  | Survey / Appraisal | Climate Change Report | Stage 03 - Application of best available data to perform a community-, city- or catchment-wide climate hazard mapping and risk assessment for current and future climate, including evaluation of the socio-economic components of risk beyond the site boundary or asset scale. | Yes | No | 4 | 2 | 8 | Yes | Positive | 11000 | 15000 | 11000 | 15000
n/a
|  | Design for Physical Security | Survey / Appraisal | Secutrity Risk Assessment | Stage 0 1- Security Consultant to undertake a site specific security risk assessment & propose a security strategy | Yes | Yes | 2 | 4 | 8 | Yes | Positive | 11000 | 18000 | 11000 | 18000 | 87 | 50 | 57.47% | 29000 | 55000
|  |  | Survey / Appraisal | Secutrity Risk Assessment | Stage 02 - Risk assessment to identify all levels of risk, threat and systems redundancies. | Yes | Yes | 4 | 4 | 16 | Yes | Positive | -4000 | -7000 | -4000 | -7000
|  |  | Survey / Appraisal | Secutrity Risk Assessment | Stage 03 - Implementation of a security strategy which outlines a plan for varying security threat scenarios and system failures | Yes | Yes | 5 | 4 | 20 | Yes | Positive | 0 | 0 | 0 | 0
|  |  | Design Strategy | Implementation of physical security measures | Stage 0 1 - Internal secure zones for different building user types | Yes | Yes | 2 | 5 | 10 | TBC | Positive | n/a | n/a | n/a | n/a
|  |  | Design Strategy | Implementation of physical security measures | Stage 02 - Measures to prevent tailgating i.e security personnel, secure/biometric access | Yes | Yes | 3 | 4 | 12 | TBC | Positive | n/a | n/a | n/a | n/a
|  |  | Design Strategy | Implementation of physical security measures - CCTV | Stage 0 1- Additional CCTV in public spaces | Yes | Yes | 2 | 3 | 6 | Yes | Positive | 22000 | 44000 | 22000 | 44000
|  |  | Design Strategy | Implementation of physical security measures - CCTV | Stage 02 - Comprehensive CCTV strategy with CCTV analytics to identify suspicious behaviour | Yes | Yes | 3 | 5 | 15 | TBC | Positive | 29000 |  | n/a | n/a
[15 empty] | n/a | n/a
| VALUE & COST | Construction & Evaluation | Client Liaisons | Identification of relevant functionalities | Undertake appropriate consultation with each stakeholder group to get opinion and feedback from all stakeholders with the aim of incorporating feedback into the design. | Yes | Yes | 2 | 2 | 4 | Yes | Positive | 0 | 0 | 0 | 0 | 28 | 12 | 42.86% | 15000 | 36000
|  |  | Client Liasons / Strategy | Identify Stakeholders | Identify multiple functionalities and facilities e.g. community use of rooms, public spaces to be used for events to maximise the space utilisation of appropriate areas within the building. | Yes | Yes | 3 | 2 | 6 | TBC | Positive | 0 | 1453000 | n/a | n/a
|  |  | Client Evaluation | Post occupancy evaluation | stage 01 - Post Occupancy Evaluation after the first 12 months to gain occupant feedback. Life Cycle Cost analysis into value added for the client and the local community. | Yes | Yes | 4 | 2 | 8 | Yes | Positive | 15000 | 36000 | 15000 | 36000 | [5 empty] | Allowance based on Consultant Fees only
|  |  | Client Evaluation | Post occupancy evaluation | Stage 02 - Coordination of Post Occupancy Evaluation data and building performance data and lessons learned feedback – make changes to the design. Continuous evolution of the brief. | Yes | Yes | 5 | 2 | 10 | TBC | Positive | 44000 | 65000 | n/a | n/a | [5 empty] | Excludes costs for alterations - assumed purely Consultant Fees only
[15 empty] | n/a | n/a
| BIODIVERSITY | Increase local biodiversity | Survey / Appraisal | Ecologist Review | Appointment of ecologist to provide advice | Yes | Yes | 2 | 2 | 4 | Yes | Positive | 7000 | 36000 | 7000 | 36000 | 20 | 20 | 100% | 13000 | 47000
|  |  | Design Strategy | Biodiversity Action Plan | Stage 01 - Create a specific biodiversity action plan for the site/area. | Yes | Yes | 2 | 2 | 4 | Yes | Positive | 4000 | 7000 | 4000 | 7000
|  |  | Design Strategy | Biodiversity Action Plan | Stage 02 - Create a specific biodiversity action plan for the site/area, using only indigenous species. | Yes | Yes | 3 | 4 | 12 | Yes | Positive | 2000 | 4000 | 2000 | 4000
|  |  | Design Strategy | Creation of natural habitats (ponds etc) | Create natural habitats like ponds and breeding/resting habitat for valuable or threatened species. | Yes | No | 4 | 4 | 16 | TBC | Positive | 15000 | 726000 | n/a | n/a
|  |  | Design Strategy | Combined external works systems | Combine systems for local management of open stormwater and green areas (blue and green infrastructure) and ensure an active nature management plan in operational phase. | Yes | No | 5 | 5 | 25 | TBC | Positive | 7000 | 1453000 | n/a | n/a

## Operating Carbon
Operating Carbon
Intervention |  | Items | Qty | Unit | Rate | Total | Sub-total | MC Prelims | MC OH&P | Inflation | Risks | Fees | Total | Rounded
[8 empty] | 13% | 4.5% | 5.5% | 6% | 10%
Glazing ratio improvement | ~50% of façade glazed
Deduct Curent Façade
|  | Solid | -4183 | m2 | 1000 | -4183000
|  | Glazed | -2789 | m2 | 600 | -1673400
|  | Add New | 50%
|  | Solid | 3486 | m2 | 1000 | 3486000
|  | Glazed | 3486 | m2 | 600 | 2091600 | -278800 | -36244 | -14176.98 | -18107.1539 | -20839.688 | -36816.7822 | -404984.6041 | -405000 | Y
Glazing ratio improvement | ~45% of façade glazed
Deduct Curent Façade
|  | Solid | -4183 | m2 | 1000 | -4183000
|  | Glazed | -2789 | m2 | 600 | -1673400
|  | Add New | 45%
|  | Solid | 3834.6 | m2 | 1000 | 3834600
|  | Glazed | 3137.4 | m2 | 600 | 1882440 | -139360 | -18116.8 | -7086.456 | -9050.9791 | -10416.8541 | -18403.1089 | -202434.1981 | -202000 | Y
Glazing ratio improvement | ~40% of façade glazed
Deduct Curent Façade
|  | Solid | -4183 | m2 | 1000 | -4183000
|  | Glazed | -2789 | m2 | 600 | -1673400
|  | Add New | 40%
|  | Solid | 4183.2 | m2 | 1000 | 4183200
|  | Glazed | 2788.8 | m2 | 600 | 1673280 | 80 | 10.4 | 4.068 | 5.1957 | 5.9798 | 10.5644 | 116.2079 | 0 | Y
Glazing ratio improvement | ~35% of façade glazed
Deduct Curent Façade
|  | Solid | -4183 | m2 | 1000 | -4183000
|  | Glazed | -2789 | m2 | 600 | -1673400
|  | Add New | 35%
|  | Solid | 4531.8 | m2 | 1000 | 4531800
|  | Glazed | 2440.2 | m2 | 600 | 1464120 | 139520 | 18137.6 | 7094.592 | 9061.3706 | 10428.8138 | 18424.2376 | 202666.6139 | 203000 | Y
Glazing ratio improvement | ~30% of façade glazed
Deduct Curent Façade
|  | Solid | -4183 | m2 | 1000 | -4183000
|  | Glazed | -2789 | m2 | 600 | -1673400
|  | Add New | 30%
|  | Solid | 4880.4 | m2 | 1000 | 4880400
|  | Glazed | 2091.6 | m2 | 600 | 1254960 | 278960 | 36264.8 | 14185.116 | 18117.5454 | 20851.6477 | 36837.9109 | 405217.02 | 405000 | Y
External Wall U-Value enhancements | Stage 01: U-Value <0.18w/m2.k
|  | ~50% Glazed option | 0 | m2 | Included | 0
|  | ~45% Glazed option | 0 | m2 | Included | 0
|  | ~40% Glazed option | 0 | m2 | Included | 0
|  | ~35% Glazed option | 4531.8 | m2 | Included | 0
|  | ~30% Glazed option | 0 | m2 | Included | 0 | 0 | 0 | 0 | 0 | 0 | 0 | 0 | 0 | Y
Rate Build-up
|  | 150mm insulation (supply) | 1 | m2 | 32.4586
|  | 140mm insulation (supply) | 1 | m2 | 36.8764
|  | Rainscreen bracketry uplift | 1 | m2 | n/a
|  | SC OH&P | 15% |  | 10.4003
|  | Rounding |  |  | 0
|  | Total Rate |  |  | Included
External Wall U-Value enhancements | Stage 02: U-Value <0.17w/m2.k
|  | ~50% Glazed option | 0 | m2 | 14.9991 | 0
| Assume 310mm rainscreen duo Need guidance on insulation thickness requirements | ~45% Glazed option | 0 | m2 | 14.9991 | 0
|  | ~40% Glazed option | 0 | m2 | 14.9991 | 0
|  | ~35% Glazed option | 4531.8 | m2 | 14.9991 | 67972.9186
|  | ~30% Glazed option | 0 | m2 | 14.9991 | 0 | 67972.9186 | 8836.4794 | 3456.4229 | 4414.6202 | 5080.8265 | 8976.1268 | 98737.3943 | 99000 | Y
Rate Build-up
|  | 200mm insulation (supply) | 1 | m2 | 51.6359
|  | 110mm insulation (supply) | 1 | m2 | 25.5245
|  | Rainscreen bracketry uplift | 1 | m2 | 5
|  | SC OH&P | 15% |  | 12.3241
|  | Deduct standard |  |  | -79.7353
|  | Rounding |  |  | 0.25
|  | Total Rate |  |  | 14.9991
External Wall U-Value enhancements | Stage 03: U-Value <0.16w/m2.k
|  | ~50% Glazed option | 0 | m2 | 25.003 | 0
| Assume 365mm rainscreen duo Need guidance on insulation thickness requirements | ~45% Glazed option | 0 | m2 | 25.003 | 0
|  | ~40% Glazed option | 0 | m2 | 25.003 | 0
|  | ~35% Glazed option | 4531.8 | m2 | 25.003 | 113308.4308
|  | ~30% Glazed option | 0 | m2 | 25.003 | 0 | 113308.4308 | 14730.096 | 5761.7337 | 7359.0143 | 8469.5565 | 14962.8831 | 164591.7145 | 165000 | Y
Rate Build-up
|  | 225mm insulation (supply) | 1 | m2 | 55.2604
|  | 140mm insulation (supply) | 1 | m2 | 36.8764
|  | Rainscreen bracketry uplift | 1 | m2 | 10
|  | SC OH&P | 15% |  | 15.3205
|  | Rounding |  |  | 2.28
|  | Deduct stage 01 & 02 |  |  | -94.7344
|  | Total Rate |  |  | 25.003
Glazing U-Value enhancements | Stage 01: U-Value <1.4w/m2.k (Double Glazed)
|  | ~50% Glazed option | 0 | m2 | Included | 0
| Is this double or triple glazed? | ~45% Glazed option | 0 | m2 | Included | 0
|  | ~40% Glazed option | 0 | m2 | Included | 0
|  | ~35% Glazed option | 2440.2 | m2 | Included | 0
|  | ~30% Glazed option | 0 | m2 | Included | 0 | 0 | 0 | 0 | 0 | 0 | 0 | 0 | 0 | TBC
Glazing U-Value enhancements | Stage 02: U-Value <0.17w/m2.k
|  | ~50% Glazed option | 0 | m2 | 100 | 0
| Doubel Glazed | ~45% Glazed option | 0 | m2 | 100 | 0
|  | ~40% Glazed option | 0 | m2 | 100 | 0
|  | ~35% Glazed option | 2440.2 | m2 | 100 | 244020
|  | ~30% Glazed option | 0 | m2 | 100 | 0 | 244020 | 31722.6 | 12408.417 | 15848.3059 | 18239.9594 | 32223.9282 | 354463.2105 | 354000 | TBC
Glazing U-Value enhancements | Stage 03: U-Value <1.0w/m2.k (Triple Glazed)
|  | ~50% Glazed option | 0 | m2 | 120 | 0
| Triple Glazed - use GES as windows meet this | ~45% Glazed option | 0 | m2 | 120 | 0
|  | ~40% Glazed option | 0 | m2 | 120 | 0
|  | ~35% Glazed option | 2440.2 | m2 | 120 | 292824
|  | ~30% Glazed option | 0 | m2 | 120 | 0 | 292824 | 38067.12 | 14890.1004 | 19017.9671 | 21887.9513 | 38668.7139 | 425355.8527 | 425000 | TBC
Façade Air-tightness | Stage 01: <3
|  | Façade Upgrade allowance - BR largely around this parameter so assume small uplift | 6972 | m2 | 25.995 | 181237.14 | 181237.14 | 23560.8282 | 9215.9086 | 11770.7632 | 13547.0784 | 23933.1718 | 263264.8902 | 263000 | TBC
Rate Build-up
|  | Air tightness Consultant | 1 | m2 | 10
|  | Membrane | 1 | m2 | Included
|  | Window Perimeter | 1 | m2 | Included
|  | Air Leaking rectified | 1 | m2 | 5
|  | Mastic Works | 1 | m2 | 2.5
|  | Putty Pads / air tightness basing | 1 | m2 | Included
|  | Penetrations | 1 | m2 | 5
|  | SC OH&P | 15% |  | 3.375
|  | Rounding |  |  | 0.12
|  | Total Rate |  |  | 25.995
Façade Air-tightness | Stage 02: <2
|  | Façade Upgrade allowance | 6972 | m2 | 12 | 83664 | 83664 | 10876.32 | 4254.3144 | 5433.7049 | 6253.7004 | 11048.204 | 121530.2436 | 122000 | TBC
Rate Build-up
|  | Air tightness Consultant | 1 | m2 | 15
|  | Membrane | 1 | m2 | Included
|  | Window Perimeter | 1 | m2 | Included
|  | Air Leaking rectified | 1 | m2 | 7.5
|  | Mastic Works | 1 | m2 | 2.5
|  | Putty Pads / air tightness basing | 1 | m2 | Included
|  | Penetrations | 1 | m2 | 7.5
|  | SC OH&P | 15% |  | 4.875
|  | Rounding |  |  | 0.62
|  | Deduct Stage 01 |  |  | -25.995
|  | Total Rate |  |  | 12
Façade Air-tightness | Stage 03: <1 (values to be confirmed)
|  | Façade Upgrade allowance | 6972 | m2 | 14.005 | 97642.86 | 97642.86 | 12693.5718 | 4965.1394 | 6341.5864 | 7298.5895 | 12894.1747 | 141835.9218 | 142000 | TBC
[add build-up see MB notes]
[also ensure rate is only uplift from building regs to this standard]
Rate Build-up
|  | Air tightness Consultant | 1 | m2 | 20
|  | Membrane | 1 | m2 | Included
|  | Window Perimeter | 1 | m2 | Included
|  | Air Leaking rectified | 1 | m2 | 10
|  | Mastic Works | 1 | m2 | 5
|  | Putty Pads / air tightness basing | 1 | m2 | Included
|  | Penetrations | 1 | m2 | 10
|  | SC OH&P | 15% |  | 6.75
|  | Rounding |  |  | 0.25
|  | Deduct Stage 01 & 02 |  |  | -37.995
|  | Total Rate |  |  | 14.005
Optimised External Shading | Design stratgey adoptiong deep reveals and overhangs
Low Cost
|  | Assumed reveal depth | 0.15 | m
|  | Reveal Rate | 250 | m2
|  | ~50% Glazed option | 0 | m2 | 71.6667 | 0
|  | ~45% Glazed option | 0 | m2 | 71.6667 | 0
|  | ~40% Glazed option | 0 | m2 | 71.6667 | 0
|  | ~35% Glazed option | 4531.8 | m2 | 71.6667 | 324779
|  | ~30% Glazed option | 0 | m2 | 71.6667 | 0 | 324779 | 42221.27 | 16515.0121 | 21093.3405 | 24276.5174 | 42888.514 | 471773.654 | 472000 | Y
High Cost
|  | Assumed reveal depth | 0.6 | m
|  | Reveal Rate | 150 | m2
|  | ~50% Glazed option | 0 | m2 | 172 | 0
|  | ~45% Glazed option | 0 | m2 | 172 | 0
|  | ~40% Glazed option | 0 | m2 | 172 | 0
|  | ~35% Glazed option | 4531.8 | m2 | 172 | 779469.6
|  | ~30% Glazed option | 0 | m2 | 172 | 0 | 779469.6 | 101331.048 | 39636.0292 | 50624.0172 | 58263.6417 | 102932.4336 | 1132256.7697 | 1132000
Optimised External Shading | Physical solar shading - Fixed
Low Cost
| Allowance based on £/m2 of glazing area What is the range of interventions? | ~50% Glazed option | 0 | m2 | 25 | 0
|  | ~45% Glazed option | 0 | m2 | 25 | 0
|  | ~40% Glazed option | 0 | m2 | 25 | 0
|  | ~35% Glazed option | 4531.8 | m2 | 25 | 113295
|  | ~30% Glazed option | 0 | m2 | 25 | 0 | 113295 | 14728.35 | 5761.0508 | 7358.142 | 8468.5526 | 14961.1095 | 164572.2049 | 165000 | Y
High Cost
|  | ~50% Glazed option | 0 | m2 | 150 | 0
|  | ~45% Glazed option | 0 | m2 | 150 | 0
|  | ~40% Glazed option | 0 | m2 | 150 | 0
|  | ~35% Glazed option | 4531.8 | m2 | 150 | 679770
|  | ~30% Glazed option | 0 | m2 | 150 | 0 | 679770 | 88370.1 | 34566.3045 | 44148.8522 | 50811.3154 | 89766.6572 | 987433.2294 | 987000
Optimised External Shading | Physical solar shading - Moveable / Operable
Low Cost
| Allowance based on £/m2 of glazing area What is the range of interventions? | ~50% Glazed option | 0 | m2 | 50 | 0
|  | ~45% Glazed option | 0 | m2 | 50 | 0
|  | ~40% Glazed option | 0 | m2 | 50 | 0
|  | ~35% Glazed option | 4531.8 | m2 | 50 | 226590
|  | ~30% Glazed option | 0 | m2 | 50 | 0 | 226590 | 29456.7 | 11522.1015 | 14716.2841 | 16937.1051 | 29922.2191 | 329144.4098 | 329000 | Y
High Cost
|  | ~50% Glazed option | 0 | m2 | 150 | 0
|  | ~45% Glazed option | 0 | m2 | 150 | 0
|  | ~40% Glazed option | 0 | m2 | 150 | 0
|  | ~35% Glazed option | 4531.8 | m2 | 150 | 679770
|  | ~30% Glazed option | 0 | m2 | 150 | 0 | 679770 | 88370.1 | 34566.3045 | 44148.8522 | 50811.3154 | 89766.6572 | 987433.2294 | 987000
Provision of primary energy | Stage 01: Provision in line with TRD | Low Cost: | 1 |  |  | 0
|  |  | 1 |  |  | 0
|  |  | 1 |  |  | 0
|  |  | 1 |  |  | 0
|  |  | 1 |  |  | 0 | 0 | 0 | 0 | 0 | 0 | 0 | 0 | 0
|  | High Cost: | 1 |  |  | 0
|  |  | 1 |  |  | 0
|  |  | 1 |  |  | 0
|  |  | 1 |  |  | 0 | 0 | 0 | 0 | 0 | 0 | 0 | 0 | 0
Provision of primary energy | Stage 02a: Minimise energy consumption through passive design measures, energy efficient systems and controls | Low Cost:
|  |  | 1 |  |  | 0
|  |  | 1 |  |  | 0
|  | Deduct stage 1 | -1 |  | 0 | 0
[6 empty] | 0 | 0 | 0 | 0 | 0 | 0 | 0 | 0 | 0
High Cost:
|  |  | 1 |  |  | 0
|  |  | 1 |  |  | 0
|  | Deduct stage 1 | -1 |  | 0 | 0
|  |  | 1 |  |  | 0 | 0 | 0 | 0 | 0 | 0 | 0 | 0 | 0
Provision of primary energy | Stage 02b: Utlisation of low carbon energy sources | Low Cost:
|  |  | 1 |  |  | 0
|  |  | 1 |  |  | 0
|  | Deduct stage 1+2a | -1 |  | 0 | 0
[6 empty] | 0 | 0 | 0 | 0 | 0 | 0 | 0 | 0 | 0
High Cost:
|  |  | 1 |  |  | 0
|  |  | 1 |  |  | 0
|  | Deduct stage 1+2a | -1 |  | 0 | 0
|  |  | 1 |  |  | 0 | 0 | 0 | 0 | 0 | 0 | 0 | 0 | 0
Provision of primary energy | Stage 03a: Utilise existing district energy network | Low Cost:
|  |  | 1 |  |  | 0
|  |  | 1 |  |  | 0
|  | Deduct stage 1+2a+2b | -1 |  | 0 | 0
[6 empty] | 0 | 0 | 0 | 0 | 0 | 0 | 0 | 0 | 0
High Cost:
|  |  | 1 |  |  | 0
|  |  | 1 |  |  | 0
|  | Deduct stage 1+2a+2b | -1 |  | 0 | 0
|  |  | 1 |  |  | 0 | 0 | 0 | 0 | 0 | 0 | 0 | 0 | 0
Provision of primary energy | Stage 03b: Utilise air source heat pumps to generate heating, cooling and domestic hot water | Low Cost:
|  |  | 1 |  |  | 0
|  |  | 1 |  |  | 0
|  | Deduct stage 1+2a+2b+3a | -1 |  | 0 | 0
[6 empty] | 0 | 0 | 0 | 0 | 0 | 0 | 0 | 0 | 0
High Cost:
|  |  | 1 |  |  | 0
|  |  | 1 |  |  | 0
|  | Deduct stage 1+2a+2b+3a | -1 |  | 0 | 0
|  |  | 1 |  |  | 0 | 0 | 0 | 0 | 0 | 0 | 0 | 0 | 0
Provision of primary energy | Stage 04: Use simultaneous heating and colling heat pumps during mid-season loads | Low Cost:
|  |  | 1 |  |  | 0
|  |  | 1 |  |  | 0
|  | Deduct stage 1+2a+2b+3a+3b | -1 |  | 0 | 0
[6 empty] | 0 | 0 | 0 | 0 | 0 | 0 | 0 | 0 | 0
High Cost:
|  |  | 1 |  |  | 0
|  |  | 1 |  |  | 0
|  | Deduct stage 1+2a+2b+3a+3b | -1 |  | 0 | 0
|  |  | 1 |  |  | 0 | 0 | 0 | 0 | 0 | 0 | 0 | 0 | 0
Heating & colling to building | Stage 01: VRF or HVRF system in line with TRD | Low Cost: | 1 |  |  | 0
|  |  | 1 |  |  | 0
|  |  | 1 |  |  | 0
|  |  | 1 |  |  | 0
|  |  | 1 |  |  | 0 | 0 | 0 | 0 | 0 | 0 | 0 | 0 | 0
|  | High Cost: | 1 |  |  | 0
|  |  | 1 |  |  | 0
|  |  | 1 |  |  | 0
|  |  | 1 |  |  | 0 | 0 | 0 | 0 | 0 | 0 | 0 | 0 | 0
Heating & colling to building | Stage 02a: Upgrades to Facades (heat retention & air leakages) | Low Cost:
|  |  | 1 |  |  | 0
|  |  | 1 |  |  | 0
|  | Deduct stage 1 | -1 |  | 0 | 0
[6 empty] | 0 | 0 | 0 | 0 | 0 | 0 | 0 | 0 | 0
High Cost:
|  |  | 1 |  |  | 0
|  |  | 1 |  |  | 0
|  | Deduct stage 1 | -1 |  | 0 | 0
|  |  | 1 |  |  | 0 | 0 | 0 | 0 | 0 | 0 | 0 | 0 | 0
Heating & colling to building | Stage 02b: Utilisation of natural ventilation | Low Cost:
|  |  | 1 |  |  | 0
|  |  | 1 |  |  | 0
|  | Deduct stage 1+2a | -1 |  | 0 | 0
[6 empty] | 0 | 0 | 0 | 0 | 0 | 0 | 0 | 0 | 0
High Cost:
|  |  | 1 |  |  | 0
|  |  | 1 |  |  | 0
|  | Deduct stage 1+2a | -1 |  | 0 | 0
|  |  | 1 |  |  | 0 | 0 | 0 | 0 | 0 | 0 | 0 | 0 | 0
Heating & colling to building | Stage 03: Low SFP 4 pipe fan coil units utilising collth available from district energy networkl | Low Cost:
|  |  | 1 |  |  | 0
|  |  | 1 |  |  | 0
|  | Deduct stage 1+2a+2b | -1 |  | 0 | 0
[6 empty] | 0 | 0 | 0 | 0 | 0 | 0 | 0 | 0 | 0
High Cost:
|  |  | 1 |  |  | 0
|  |  | 1 |  |  | 0
|  | Deduct stage 1+2a+2b | -1 |  | 0 | 0
|  |  | 1 |  |  | 0 | 0 | 0 | 0 | 0 | 0 | 0 | 0 | 0
Heating & colling to building | Stage 04: Low SFP 4 pipe fan coil units utilising collth available from ASHPs/Chillers | Low Cost:
|  |  | 1 |  |  | 0
|  |  | 1 |  |  | 0
|  | Deduct stage 1+2a+2b+3a | -1 |  | 0 | 0
[6 empty] | 0 | 0 | 0 | 0 | 0 | 0 | 0 | 0 | 0
High Cost:
|  |  | 1 |  |  | 0
|  |  | 1 |  |  | 0
|  | Deduct stage 1+2a+2b+3a | -1 |  | 0 | 0
|  |  | 1 |  |  | 0 | 0 | 0 | 0 | 0 | 0 | 0 | 0 | 0
Heating & colling to building | Stage 05: LTHW radiant heating in large communal areas | Low Cost:
|  |  | 1 |  |  | 0
|  |  | 1 |  |  | 0
|  | Deduct stage 1+2a+2b+3a+4 | -1 |  | 0 | 0
[6 empty] | 0 | 0 | 0 | 0 | 0 | 0 | 0 | 0 | 0
High Cost:
|  |  | 1 |  |  | 0
|  |  | 1 |  |  | 0
|  | Deduct stage 1+2a+2b+3a+4 | -1 |  | 0 | 0
|  |  | 1 |  |  | 0 | 0 | 0 | 0 | 0 | 0 | 0 | 0 | 0
Ventilation Systems | TRD Option 01: Local MVHR units with PHX heat recovery operating on trickle/ boost basis | Low Cost: | 1 |  |  | 0
|  |  | 1 |  |  | 0
|  |  | 1 |  |  | 0
|  |  | 1 |  |  | 0
|  |  | 1 |  |  | 0 | 0 | 0 | 0 | 0 | 0 | 0 | 0 | 0
|  | High Cost: | 1 |  |  | 0
|  |  | 1 |  |  | 0
|  |  | 1 |  |  | 0
|  |  | 1 |  |  | 0 | 0 | 0 | 0 | 0 | 0 | 0 | 0 | 0
Ventilation Systems | Stage 01: Minimising volume of air that needs to be moved (with consideration to wellbeing) including fan power consumption and use of natural ventilation | Low Cost: | 1 |  |  | 0
|  |  | 1 |  |  | 0
|  |  | 1 |  |  | 0
|  |  | 1 |  |  | 0
|  |  | 1 |  |  | 0 | 0 | 0 | 0 | 0 | 0 | 0 | 0 | 0
|  | High Cost: | 1 |  |  | 0
|  |  | 1 |  |  | 0
|  |  | 1 |  |  | 0
|  |  | 1 |  |  | 0 | 0 | 0 | 0 | 0 | 0 | 0 | 0 | 0
Ventilation Systems | Stage 02: Mixed mode ventilation with smart controls to minimise reliance on mechanical ventilation (may also provide cooling benfit) | Low Cost:
|  |  | 1 |  |  | 0
|  |  | 1 |  |  | 0
|  | Deduct stage 1 | -1 |  | 0 | 0
[6 empty] | 0 | 0 | 0 | 0 | 0 | 0 | 0 | 0 | 0
High Cost:
|  |  | 1 |  |  | 0
|  |  | 1 |  |  | 0
|  | Deduct stage 1 | -1 |  | 0 | 0
|  |  | 1 |  |  | 0 | 0 | 0 | 0 | 0 | 0 | 0 | 0 | 0
Ventilation Systems | Stage 03: Lowe SFP local MVHR units with high efficiency heat recovery and demand driven controls interfaced with natural ventilation | Low Cost:
|  |  | 1 |  |  | 0
|  |  | 1 |  |  | 0
|  | Deduct stage 1+2 | -1 |  | 0 | 0
[6 empty] | 0 | 0 | 0 | 0 | 0 | 0 | 0 | 0 | 0
High Cost:
|  |  | 1 |  |  | 0
|  |  | 1 |  |  | 0
|  | Deduct stage 1+2 | -1 |  | 0 | 0
|  |  | 1 |  |  | 0 | 0 | 0 | 0 | 0 | 0 | 0 | 0 | 0
Ventilation Systems | Stage 04: Extract Only ventilation combined with fresh air supply ventialtion incorporating local heating & cooling | Low Cost:
|  |  | 1 |  |  | 0
|  |  | 1 |  |  | 0
|  | Deduct stage 1+2+3 | -1 |  | 0 | 0
[6 empty] | 0 | 0 | 0 | 0 | 0 | 0 | 0 | 0 | 0
High Cost:
|  |  | 1 |  |  | 0
|  |  | 1 |  |  | 0
|  | Deduct stage 1+2+3 | -1 |  | 0 | 0
|  |  | 1 |  |  | 0 | 0 | 0 | 0 | 0 | 0 | 0 | 0 | 0
Domestic Hot Water | Stage 01: Provision in line with TRD | Low Cost: | 1 |  |  | 0
|  |  | 1 |  |  | 0
|  |  | 1 |  |  | 0
|  |  | 1 |  |  | 0
|  | Stage 1 Cost | 1 |  |  | 0 | 0 | 0 | 0 | 0 | 0 | 0 | 0 | 0
|  | High Cost: | 1 |  |  | 0
|  |  | 1 |  |  | 0
|  |  | 1 |  |  | 0
|  | Stage 1 Cost | 1 |  |  | 0 | 0 | 0 | 0 | 0 | 0 | 0 | 0 | 0
Domestic Hot Water | Stage 02a: Minimise unnecessary storage and distribution losses | Low Cost:
|  |  | 1 |  |  | 0
|  |  | 1 |  |  | 0
|  | Deduct stage 1 | -1 |  | 0 | 0
[6 empty] | 0 | 0 | 0 | 0 | 0 | 0 | 0 | 0 | 0
High Cost:
|  |  | 1 |  |  | 0
|  |  | 1 |  |  | 0
|  | Deduct stage 1 | -1 |  | 0 | 0
|  |  | 1 |  |  | 0 | 0 | 0 | 0 | 0 | 0 | 0 | 0 | 0
Domestic Hot Water | Stage 02b: Use low carbon energy source to generate hot water | Low Cost:
|  |  | 1 |  |  | 0
|  |  | 1 |  |  | 0
|  | Deduct stage 1+2a | -1 |  | 0 | 0
[6 empty] | 0 | 0 | 0 | 0 | 0 | 0 | 0 | 0 | 0
High Cost:
|  |  | 1 |  |  | 0
|  |  | 1 |  |  | 0
|  | Deduct stage 1+2a | -1 |  | 0 | 0
|  |  | 1 |  |  | 0 | 0 | 0 | 0 | 0 | 0 | 0 | 0 | 0
Domestic Hot Water | Stage 3a: Decentralised local generation utilising low carbon heat available from district energy network | Low Cost:
|  |  | 1 |  |  | 0
|  |  | 1 |  |  | 0
|  | Deduct stage 1+2a+2b | -1 |  | 0 | 0
[6 empty] | 0 | 0 | 0 | 0 | 0 | 0 | 0 | 0 | 0
High Cost:
|  |  | 1 |  |  | 0
|  |  | 1 |  |  | 0
|  | Deduct stage 1+2a+2b | -1 |  | 0 | 0
|  |  | 1 |  |  | 0 | 0 | 0 | 0 | 0 | 0 | 0 | 0 | 0
Domestic Hot Water | Stage 3b: Centralised system utilising low carbon heat available from district energy network | Low Cost:
|  |  | 1 |  |  | 0
|  |  | 1 |  |  | 0
|  | Deduct stage 1+2a+2b+3a | -1 |  | 0 | 0
[6 empty] | 0 | 0 | 0 | 0 | 0 | 0 | 0 | 0 | 0
High Cost:
|  |  | 1 |  |  | 0
|  |  | 1 |  |  | 0
|  | Deduct stage 1+2a+2b+3a | -1 |  | 0 | 0
|  |  | 1 |  |  | 0 | 0 | 0 | 0 | 0 | 0 | 0 | 0 | 0
Domestic Hot Water | Stage 4: Use receoverd energy to pre-heat water (heat recovery from plant etc.) | Low Cost:
|  |  | 1 |  |  | 0
|  |  | 1 |  |  | 0
|  | Deduct stage 1+2a+2b+3a+3b | -1 |  | 0 | 0
[6 empty] | 0 | 0 | 0 | 0 | 0 | 0 | 0 | 0 | 0
High Cost:
|  |  | 1 |  |  | 0
|  |  | 1 |  |  | 0
|  | Deduct stage 1+2a+2b+3a+3b | -1 |  | 0 | 0
|  |  | 1 |  |  | 0 | 0 | 0 | 0 | 0 | 0 | 0 | 0 | 0
Domestic Hot Water | Stage 5: Utilise solar collectors to off-set primary energy use. | Low Cost:
|  |  | 1 |  |  | 0
|  |  | 1 |  |  | 0
|  | Deduct stage 1+2a+2b+3a+3b+4 | -1 |  | 0 | 0
[6 empty] | 0 | 0 | 0 | 0 | 0 | 0 | 0 | 0 | 0
High Cost:
|  |  | 1 |  |  | 0
|  |  | 1 |  |  | 0
|  | Deduct stage 1+2a+2b+3a+3b+4 | -1 |  | 0 | 0
|  |  | 1 |  |  | 0 | 0 | 0 | 0 | 0 | 0 | 0 | 0 | 0
Domestic Cold Water | Stage 01: Provision in line with TRD | Low Cost: | 1 |  |  | 0
|  |  | 1 |  |  | 0
|  |  | 1 |  |  | 0
|  |  | 1 |  |  | 0
|  | Stage 1 Cost | 1 |  |  | 0 | 0 | 0 | 0 | 0 | 0 | 0 | 0 | 0
|  | High Cost: | 1 |  |  | 0
|  |  | 1 |  |  | 0
|  |  | 1 |  |  | 0
|  | Stage 1 Cost | 1 |  |  | 0 | 0 | 0 | 0 | 0 | 0 | 0 | 0 | 0
Domestic Cold Water | Stage 02a: minimise water wasteage | Low Cost: | 1 |  |  | 0
|  |  | 1 |  |  | 0
|  |  | 1 |  |  | 0
|  |  | 1 |  |  | 0
|  | Deduct stage 1 | -1 |  | 0 | 0 | 0 | 0 | 0 | 0 | 0 | 0 | 0 | 0
|  | High Cost: | 1 |  |  | 0
|  |  | 1 |  |  | 0
|  |  | 1 |  |  | 0
|  | Stage 1 Cost | -1 |  | 0 | 0 | 0 | 0 | 0 | 0 | 0 | 0 | 0 | 0
Domestic Cold Water | Stage 02b: Minimise pump energy consumption by reducing volume of water requiring movement | Low Cost:
|  |  | 1 |  |  | 0
|  |  | 1 |  |  | 0
|  | Deduct stage 1+2a | -1 |  | 0 | 0
[6 empty] | 0 | 0 | 0 | 0 | 0 | 0 | 0 | 0 | 0
High Cost:
|  |  | 1 |  |  | 0
|  |  | 1 |  |  | 0
|  | Deduct stage 1+2a | -1 |  | 0 | 0
|  |  | 1 |  |  | 0 | 0 | 0 | 0 | 0 | 0 | 0 | 0 | 0
Lighting | Stage 01: Provision in line with TRD | Low Cost: | 1 |  |  | 0
|  |  | 1 |  |  | 0
|  |  | 1 |  |  | 0
|  |  | 1 |  |  | 0
|  | Stage 1 Cost | 1 |  |  | 0 | 0 | 0 | 0 | 0 | 0 | 0 | 0 | 0
|  | High Cost: | 1 |  |  | 0
|  |  | 1 |  |  | 0
|  |  | 1 |  |  | 0
|  | Stage 1 Cost | 1 |  |  | 0 | 0 | 0 | 0 | 0 | 0 | 0 | 0 | 0
Lighting | Stage 02: Simple lighting design utilising very low energy light fittings | Low Cost: | 1 |  |  | 0
|  |  | 1 |  |  | 0
|  |  | 1 |  |  | 0
|  |  | 1 |  |  | 0
|  | Deduct stage 1 | -1 |  | 0 | 0 | 0 | 0 | 0 | 0 | 0 | 0 | 0 | 0
|  | High Cost: | 1 |  |  | 0
|  |  | 1 |  |  | 0
|  |  | 1 |  |  | 0
|  | Stage 1 Cost | -1 |  | 0 | 0 | 0 | 0 | 0 | 0 | 0 | 0 | 0 | 0
Lighting | Stage 03: Smart controls (Absence/ presence detection & daylight linking) | Low Cost:
|  |  | 1 |  |  | 0
|  |  | 1 |  |  | 0
|  | Deduct stage 1+2 | -1 |  | 0 | 0
[6 empty] | 0 | 0 | 0 | 0 | 0 | 0 | 0 | 0 | 0
High Cost:
|  |  | 1 |  |  | 0
|  |  | 1 |  |  | 0
|  | Deduct stage 1+2 | -1 |  | 0 | 0
|  |  | 1 |  |  | 0 | 0 | 0 | 0 | 0 | 0 | 0 | 0 | 0
Lighting | Stage 04: Circadian Controls | Low Cost:
|  |  | 1 |  |  | 0
|  |  | 1 |  |  | 0
|  | Deduct stage 1+2+3 | -1 |  | 0 | 0
[6 empty] | 0 | 0 | 0 | 0 | 0 | 0 | 0 | 0 | 0
High Cost:
|  |  | 1 |  |  | 0
|  |  | 1 |  |  | 0
|  | Deduct stage 1+2+3 | -1 |  | 0 | 0
|  |  | 1 |  |  | 0 | 0 | 0 | 0 | 0 | 0 | 0 | 0 | 0
Small Power | Stage 01a: Minimise plug loads | Low Cost: | 1 |  |  | 0
|  |  | 1 |  |  | 0
|  |  | 1 |  |  | 0
|  |  | 1 |  |  | 0
|  | Stage 1a Cost | 1 |  |  | 0 | 0 | 0 | 0 | 0 | 0 | 0 | 0 | 0
|  | High Cost: | 1 |  |  | 0
|  |  | 1 |  |  | 0
|  |  | 1 |  |  | 0
|  | Stage 1a Cost | 1 |  |  | 0 | 0 | 0 | 0 | 0 | 0 | 0 | 0 | 0
Small Power | Stage 01b: Minimise energy wasteage | Low Cost:
|  |  | 1 |  |  | 0
|  |  | 1 |  |  | 0
|  | Deduct stage 1a | -1 |  | 0 | 0
[6 empty] | 0 | 0 | 0 | 0 | 0 | 0 | 0 | 0 | 0
High Cost:
|  |  | 1 |  |  | 0
|  |  | 1 |  |  | 0
|  | Deduct stage 1a | -1 |  | 0 | 0
|  |  | 1 |  |  | 0 | 0 | 0 | 0 | 0 | 0 | 0 | 0 | 0
Small Power | Stage 02a: Reduce use of plug in equipment | Low Cost:
|  |  | 1 |  |  | 0
|  |  | 1 |  |  | 0
|  | Deduct stage 1a+1b | -1 |  | 0 | 0
[6 empty] | 0 | 0 | 0 | 0 | 0 | 0 | 0 | 0 | 0
High Cost:
|  |  | 1 |  |  | 0
|  |  | 1 |  |  | 0
|  | Deduct stage 1a+1b | -1 |  | 0 | 0
|  |  | 1 |  |  | 0 | 0 | 0 | 0 | 0 | 0 | 0 | 0 | 0
Small Power | Stage 02b: Specify high efficiency equipment with integral power saving controls | Low Cost:
|  |  | 1 |  |  | 0
|  |  | 1 |  |  | 0
|  | Deduct stage 1a+1b+2a | -1 |  | 0 | 0
[6 empty] | 0 | 0 | 0 | 0 | 0 | 0 | 0 | 0 | 0
High Cost:
|  |  | 1 |  |  | 0
|  |  | 1 |  |  | 0
|  | Deduct stage 1a+1b+2a | -1 |  | 0 | 0
|  |  | 1 |  |  | 0 | 0 | 0 | 0 | 0 | 0 | 0 | 0 | 0
Small Power | Stage 03: Smart Controls in rooms to turn off non-essential equipment when not in use | Low Cost:
|  |  | 1 |  |  | 0
|  |  | 1 |  |  | 0
|  | Deduct stage 1a+1b+2a+2b | -1 |  | 0 | 0
[6 empty] | 0 | 0 | 0 | 0 | 0 | 0 | 0 | 0 | 0
High Cost:
|  |  | 1 |  |  | 0
|  |  | 1 |  |  | 0
|  | Deduct stage 1a+1b+2a+2b | -1 |  | 0 | 0
|  |  | 1 |  |  | 0 | 0 | 0 | 0 | 0 | 0 | 0 | 0 | 0
Small Power | Stage 04: Battery stroage to store energy from LZCTs and off-peak/low carbon grid electricity | Low Cost:
|  |  | 1 |  |  | 0
|  |  | 1 |  |  | 0
|  | Deduct stage 1a+1b+2a+2b+3 | -1 |  | 0 | 0
[6 empty] | 0 | 0 | 0 | 0 | 0 | 0 | 0 | 0 | 0
High Cost:
|  |  | 1 |  |  | 0
|  |  | 1 |  |  | 0
|  | Deduct stage 1a+1b+2a+2b+3 | -1 |  | 0 | 0
|  |  | 1 |  |  | 0 | 0 | 0 | 0 | 0 | 0 | 0 | 0 | 0
Lifts | Stage 01a: Minimise energy consumption | Low Cost: | 1 |  |  | 0
|  |  | 1 |  |  | 0
|  |  | 1 |  |  | 0
|  |  | 1 |  |  | 0
|  | Stage 1a Cost | 1 |  |  | 0 | 0 | 0 | 0 | 0 | 0 | 0 | 0 | 0
|  | High Cost: | 1 |  |  | 0
|  |  | 1 |  |  | 0
|  |  | 1 |  |  | 0
|  | Stage 1a Cost | 1 |  |  | 0 | 0 | 0 | 0 | 0 | 0 | 0 | 0 | 0
Lifts | Stage 01b: Maximise energy efficiency | Low Cost:
|  |  | 1 |  |  | 0
|  |  | 1 |  |  | 0
|  | Deduct stage 1a | -1 |  | 0 | 0
[6 empty] | 0 | 0 | 0 | 0 | 0 | 0 | 0 | 0 | 0
High Cost:
|  |  | 1 |  |  | 0
|  |  | 1 |  |  | 0
|  | Deduct stage 1a | -1 |  | 0 | 0
|  |  | 1 |  |  | 0 | 0 | 0 | 0 | 0 | 0 | 0 | 0 | 0
Lifts | Stage 02: Incorporate energy recovery systems | Low Cost:
|  |  | 1 |  |  | 0
|  |  | 1 |  |  | 0
|  | Deduct stage 1a+1b | -1 |  | 0 | 0
[6 empty] | 0 | 0 | 0 | 0 | 0 | 0 | 0 | 0 | 0
High Cost:
|  |  | 1 |  |  | 0
|  |  | 1 |  |  | 0
|  | Deduct stage 1a+1b | -1 |  | 0 | 0
|  |  | 1 |  |  | 0 | 0 | 0 | 0 | 0 | 0 | 0 | 0 | 0
Lifts | Stage 03: Utilise smart control and management systems to minimise unnecessary lift movements | Low Cost:
|  |  | 1 |  |  | 0
|  |  | 1 |  |  | 0
|  | Deduct stage 1a+1b+2 | -1 |  | 0 | 0
[6 empty] | 0 | 0 | 0 | 0 | 0 | 0 | 0 | 0 | 0
High Cost:
|  |  | 1 |  |  | 0
|  |  | 1 |  |  | 0
|  | Deduct stage 1a+1b+2 | -1 |  | 0 | 0
|  |  | 1 |  |  | 0 | 0 | 0 | 0 | 0 | 0 | 0 | 0 | 0
Building Operation Changes | Continual improvements written into policy | Low Cost: | 1 |  |  | 0
|  |  | 1 |  |  | 0
|  | Allowance for Consultant Fees for Input | 1 | item | 5000 | 5000
|  |  | 1 |  |  | 0
|  | Stage 1 Cost | 1 |  |  | 0 | 5000 | 650 | 254.25 | 324.7337 | 373.739 | 660.2723 | 7262.9951 | 7000
|  | High Cost: | 1 |  |  | 0
|  | Allowance for Consultant Fees for Input | 1 | item | 25000 | 25000
|  |  | 1 |  |  | 0
|  | Stage 1 Cost | 1 |  |  | 0 | 25000 | 3250 | 1271.25 | 1623.6688 | 1868.6951 | 3301.3614 | 36314.9753 | 36000

## Embodied Carbon
Embodied Carbon
Intervention |  | Items | Qty | Unit | Rate | Total | Sub-total | MC Prelims | MC OH&P | Inflation | Risks | Fees | Total | Rounded
[8 empty] | 13% | 4.5% | 5.5% | 6% | 10%
Remove basement | Removal of basement and utilise above ground space
Low Range
|  | How do we quantify this for purpose of decision making, Value impact based on lost height… |  |  |  | 0 | 0 | 0 | 0 | 0 | 0 | 0 | 0 | n/a
High Range
|  | How do we quantify this for purpose of decision making, Value impact based on lost height… |  |  |  | 0 | 0 | 0 | 0 | 0 | 0 | 0 | 0 | n/a
Low carbon concrete | Use of low carbon concrete
Low Range
Embodied Carbon, target 3; low carbon concrete
|  | Foundations | 303.736 | m3 | 25 | 7593.4
|  | Lowest floor slab | 164.859 | m3 | 25 | 4121.475
|  | columns | 458.02 | m3 | 25 | 11450.4998
|  | core walls | 996.8 | m3 | 25 | 24920
|  | upper floors | 2506.275 | m3 | 25 | 62656.875
|  | roof slab | 123.75 | m3 | 25 | 3093.75 | 113835.9998 | 14798.68 | 5788.5606 | 7393.2782 | 8508.9911 | 15032.551 | 165358.0607 | 165000
High Range
Embodied Carbon, target 3; low carbon concrete
|  | Foundations | 303.736 | m3 | 35 | 10630.76
|  | Lowest floor slab | 164.859 | m3 | 35 | 5770.065
|  | columns | 458.02 | m3 | 35 | 16030.6998
|  | core walls | 996.8 | m3 | 35 | 34888
|  | upper floors | 2506.275 | m3 | 35 | 87719.625
|  | roof slab | 123.75 | m3 | 35 | 4331.25 | 159370.3998 | 20718.152 | 8103.9848 | 10350.5895 | 11912.5876 | 21045.5714 | 231501.285 | 232000
Low waste design strategy | Alterations to room/ shape layouts including heights to minim ise material wasteage
Low Range
|  | Expected in the norrmal course of design development. |  |  |  | 0 | 0 | 0 | 0 | 0 | 0 | 0 | 0 | Included
High Range
|  | Expected in the norrmal course of design development. |  |  |  | 0 | 0 | 0 | 0 | 0 | 0 | 0 | 0 | Included
Enhanced Construction Monitoring | Monitoring during to ensure low material wastage
Low Range
|  | - Allowance for site monitoring team; average rate | 104 | weeks | 1500 | 156000
|  | - Allowance for site records | 104 | weeks | 50 | 5200
|  | Allowance for client data monitoring team | 104 | weeks | 250 | 26000
[7 empty] | 187200 | 24336 | 9519.12 | 12158.0316 | 13992.7891 | 24720.5941 | 271926.5348 | 272000
High Range
|  | - Allowance for site monitoring team; average rate | 104 | weeks | 1500 | 156000
|  | - Allowance for site records | 104 | weeks | 50 | 5200
|  | Allowance for client data monitoring team | 104 | weeks | 250 | 26000
[7 empty] | 187200 | 24336 | 9519.12 | 12158.0316 | 13992.7891 | 24720.5941 | 271926.5348 | 272000
Structural Optimisation | Stage 01 - vertical improvement
Low Range
|  | Expected in the norrmal course of design development. |  |  |  | 0 | 0 | 0 | 0 | 0 | 0 | 0 | 0 | Included
High Range
|  | Expected in the norrmal course of design development. |  |  |  | 0 | 0 | 0 | 0 | 0 | 0 | 0 | 0 | Included
Structural Optimisation | Stage 02 - Removing transfer structure and slab optimizing
Low Range
|  | Expected in the norrmal course of design development. |  |  |  | 0 | 0 | 0 | 0 | 0 | 0 | 0 | 0 | Included
High Range
|  | Expected in the norrmal course of design development. |  |  |  | 0 | 0 | 0 | 0 | 0 | 0 | 0 | 0 | Included
Local Procurement and use of low carbon materials including natural, recycled and refurbished materials | Stage 01 - Low target use
Low Range
|  | Nominal Allowance | 1 | item | 0 | 0 | 0 | 0 | 0 | 0 | 0 | 0 | 0 | 0
High Range
|  | Nominal Allowance | 1 | item | 175000 | 175000 | 175000 | 22750 | 8898.75 | 11365.6812 | 13080.8659 | 23109.5297 | 254204.8268 | 254000
Local Procurement and use of low carbon materials including natural, recycled and refurbished materials | Stage 02 - Medium target use
Low Range
|  | Nominal Allowance | 1 | item | 175000 | 175000
|  | Deduct Stage 01 | -1 | item | 0 | 0 | 175000 | 22750 | 8898.75 | 11365.6812 | 13080.8659 | 23109.5297 | 254204.8268 | 254000
High Range
|  | Nominal Allowance | 1 | item | 500000 | 500000
|  | Deduct Stage 01 | -1 | item | 175000 | -175000 | 325000 | 42250 | 16526.25 | 21107.6937 | 24293.0366 | 42917.698 | 472094.6784 | 472000
Local Procurement and use of low carbon materials including natural, recycled and refurbished materials | Stage 03 - Maximum target use
Low Range
|  | Nominal Allowance | 1 | item | 500000 | 500000
|  | Deduct Stage 01 + 02 | -1 | item | 175000 | -175000 | 325000 | 42250 | 16526.25 | 21107.6937 | 24293.0366 | 42917.698 | 472094.6784 | 472000
High Range
|  | Nominal Allowance | 1 | item | 1200000 | 1200000
|  | Deduct Stage 01 + 02 | -1 | item | 500000 | -500000 | 700000 | 91000 | 35595 | 45462.725 | 52323.4635 | 92438.1188 | 1016819.3073 | 1017000
Retention of existign structures | Retention of existing structures
Low Range
[6 empty] | 0 | 0 | 0 | 0 | 0 | 0 | 0 | 0 | n/a
High Range
[6 empty] | 0 | 0 | 0 | 0 | 0 | 0 | 0 | 0 | n/a
Utilising exposed soffits | Removal of suspended/ plasterboard ceilings and utilsie exposed soffits
Low Range
Removal of ceilings
|  | Reduction | 25%
|  | Cost | 2922 | m2 | -50 | -146100
|  | Add treatment to soffits/ services containment upgrades | 2922 | m2 | 25 | 73050
[6 empty] | 0 | -73050 | -9496.5 | -3714.5925 | -4744.3601 | -5460.3272 | -9646.578 | -106112.3577 | -106000
High Range
Removal of ceilings
|  | Reduction | 75%
|  | Cost | 8766 | m2 | -50 | -438300
|  | Add treatment to soffits/ services containment upgrades | 8766 | m2 | 25 | 219150
[6 empty] | 0 | -219150 | -28489.5 | -11143.7775 | -14233.0803 | -16380.9815 | -28939.7339 | -318337.0732 | -318000

## Renewable Energy
Renewable Energy
Intervention |  | Items | Qty | Unit | Rate | Total | Sub-total | MC Prelims | MC OH&P | Inflation | Risks | Fees | Total | Rounded
[8 empty] | 13% | 4.5% | 5.5% | 6% | 10%
Renewables | Low interventio: Basic PV provision to roof
Low Cost:
|  | 25% of roof | 157.5 | m2 | 250 | Included | 0 | 0 | 0 | 0 | 0 | 0 | 0 | 0 | Y
High Cost:
|  | 75% of roof | 535.5 | m2 | 250 | 133875 | 133875 | 17403.75 | 6807.5437 | 8694.7462 | 10006.8624 | 17678.7902 | 194466.6925 | 194000
Renewables | Medium Intevention: PC Provision with basic battery back-up
Low Cost:
|  | 25% of roof | 157.5 | m2 | 350 | 55125
|  | Deduct low intervention | -157.5 | m2 | 250 | -39375 | 15750 | 2047.5 | 800.8875 | 1022.9113 | 1177.2779 | 2079.8577 | 22878.4344 | 23000 | Y
High Cost:
|  | 75% of roof | 535.5 | m2 | 350 | 187425
|  | Deduct low intervention | -535.5 | m2 | 250 | -133875 | 53550 | 6961.5 | 2723.0175 | 3477.8985 | 4002.745 | 7071.5161 | 77786.677 | 78000
Renewables | Grid independence
Low Cost:
|  | 25% of roof | 157.5 | m2 | 350 | 55125
|  | 10% of façade | 1045.75 | m2 | 750 | 784312.5
|  | Deduct medium intervention | -157.5 | nr | 350 | -55125 | 784312.5 | 101960.625 | 39882.2906 | 50938.5479 | 58625.6378 | 103571.9601 | 1139291.5614 | 1139000 | Y
High Cost:
|  | 75% of roof | 535.5 | m2 | 750 | 401625
|  | 50% of façade | 2091.5 | m2 | 750 | 1568625
|  | Deduct Stage 01 | -535.5 | m2 | 350 | -187425 | 1782825 | 231767.25 | 90656.6512 | 115788.6896 | 133262.2554 | 235429.9846 | 2589729.8309 | 2590000

## Smart Energy
Smart Energy
Intervention |  | Items | Qty | Unit | Rate | Total | Sub-total | MC Prelims | MC OH&P | Inflation | Risks | Fees | Total | Rounded
[8 empty] | 13% | 4.5% | 5.5% | 6% | 10%
Low intervention | Basisc Loadshedding
Low Cost:
How do we quantify this?
|  | Allowance based on GIFA | 11688 | m2 | 10 | 116880 | 116880 | 15194.4 | 5943.348 | 7590.9761 | 8736.5234 | 15434.5248 | 169779.7723 | 170000 | N
High Cost:
How do we quantify this?
|  | Allowance based on GIFA | 11688 | m2 | 20 | 233760 | 233760 | 30388.8 | 11886.696 | 15181.9523 | 17473.0469 | 30869.0495 | 339559.5447 | 340000 | N
Medium intervention | Load shedding including energy monitorigin and responding to energy demand etc
Low Cost:
How do we quantify this?
|  | Allowance based on GIFA |  | m2 |  | 0 | 0 | 0 | 0 | 0 | 0 | 0 | 0 | 0 | N
High Cost:
How do we quantify this?
|  | Allowance based on GIFA |  | m2 |  | 0 | 0 | 0 | 0 | 0 | 0 | 0 | 0 | 0 | N
High Intervention | Grid independence
Low Cost:
How do we quantify this?
|  | Allowance based on GIFA |  | m2 |  | 0 | 0 | 0 | 0 | 0 | 0 | 0 | 0 | 0 | N
High Cost:
How do we quantify this?
|  | Allowance based on GIFA |  | m2 |  | 0 | 0 | 0 | 0 | 0 | 0 | 0 | 0 | 0 | N

## Energy Monitoring
Energy Monitoring
Intervention |  | Items | Qty | Unit | Rate | Total | Sub-total | MC Prelims | MC OH&P | Inflation | Risks | Fees | Total | Rounded
[8 empty] | 13% | 4.5% | 5.5% | 6% | 10%
Energy Management & Monitoring | Stage 01 - Automated Meter Reading (AMR) with sub-metering for specific sub-areas/equipment; includign integration with BMA | Low Cost: | 1 |  |  | 0
|  |  | 1 |  |  | 0
|  |  | 1 |  |  | 0
|  |  | 1 |  |  | 0
|  |  | 1 |  |  | 0 | 0 | 0 | 0 | 0 | 0 | 0 | 0 | 0 | N
|  | High Cost: | 1 |  |  | 0
|  |  | 1 |  |  | 0
|  |  | 1 |  |  | 0
|  |  | 1 |  |  | 0 | 0 | 0 | 0 | 0 | 0 | 0 | 0 | 0 | N
Energy Management & Monitoring | Stage 02 - Energy Management System (EMS) connected to BMS with data logging aids | Low Cost:
|  |  | 1 |  |  | 0
|  |  | 1 |  |  | 0
|  | Deduct stage 1 | -1 |  | 0 | 0
[6 empty] | 0 | 0 | 0 | 0 | 0 | 0 | 0 | 0 | 0 | N
High Cost:
|  |  | 1 |  |  | 0
|  |  | 1 |  |  | 0
|  | Deduct stage 1 | -1 |  | 0
|  |  | 1 |  |  | 0 | 0 | 0 | 0 | 0 | 0 | 0 | 0 | 0 | N
Energy Management & Monitoring | Stage 03 - Interactive tools tracking energy consumption in real-time allowing for immediate adjustments to reduce waste with BMA using optimisation algorithms to automatically adjust settings for optimal energy efficiency | Low Cost:
|  |  | 1 |  |  | 0
|  |  | 1 |  |  | 0
|  | Deduct stage 1 + 2 | -1 |  | 0 | 0
[6 empty] | 0 | 0 | 0 | 0 | 0 | 0 | 0 | 0 | 0 | N
High Cost:
|  |  | 1 |  |  | 0
|  |  | 1 |  |  | 0
|  | Deduct stage 1 + 2 | -1 |  | 0 | 0
[6 empty] | 0 | 0 | 0 | 0 | 0 | 0 | 0 | 0 | 0 | N
Energy Management & Monitoring | Stage 04 - Use of real time data analysis and forecasting reduces energy use by anticipating demand and adjusting operations to reduce energy waste | Low Cost:
|  |  | 1 |  |  | 0
|  |  | 1 |  |  | 0
|  | Deduct stage 1 + 2 + 3 | -1 |  | 0 | 0
[6 empty] | 0 | 0 | 0 | 0 | 0 | 0 | 0 | 0 | 0 | N
High Cost:
1
1
|  | Deduct stage 1 + 2 + 3 | -1 |  | 0
[6 empty] | 0 | 0 | 0 | 0 | 0 | 0 | 0 | 0 | 0 | N
Fault Detection | Stage 01 - Manual Fault Detection | Low Cost: (Assumed base position and part of design/ building operations.) |  |  |  | 0
0
0
0
[6 empty] | 0 | 0 | 0 | 0 | 0 | 0 | 0 | 0 | 0 | Y
|  | High Cost: (Assumed base position and part of design/ building operations.) |  |  |  | 0
0
0
[6 empty] | 0 | 0 | 0 | 0 | 0 | 0 | 0 | 0 | 0 | Y
Fault Detection | Stage 02 - Simple fault detection and automated notifications/ alerts | Low Cost:
0
0
|  | Deduct stage 1 | -1 |  | 0 | 0
[6 empty] | 0 | 0 | 0 | 0 | 0 | 0 | 0 | 0 | 0 | N
High Cost:
0
0
|  | Deduct stage 1 | -1 |  | 0
[6 empty] | 0 | 0 | 0 | 0 | 0 | 0 | 0 | 0 | 0 | N
Fault Detection | Stage 03 - Data driven automatic fault monitoring providng detialed insights and analytics to support decision-making | Low Cost:
|  |  | 1 |  |  | 0
|  |  | 1 |  |  | 0
|  | Deduct stage 1 + 2 | -1 |  | 0 | 0
[6 empty] | 0 | 0 | 0 | 0 | 0 | 0 | 0 | 0 | 0 | N
High Cost:
|  |  | 1 |  |  | 0
|  |  | 1 |  |  | 0
|  | Deduct stage 1 + 2 | -1 |  | 0 | 0
[6 empty] | 0 | 0 | 0 | 0 | 0 | 0 | 0 | 0 | 0 | N
Fault Detection | Stage 04 - Proactive fault detection and automatic resolution predicting when equipment is likley to fail or require maintenance.
Low Cost:
|  |  | 1 |  |  | 0
|  |  | 1 |  |  | 0
|  | Deduct stage 1 + 2 + 3 | -1 |  | 0 | 0
[6 empty] | 0 | 0 | 0 | 0 | 0 | 0 | 0 | 0 | 0 | N
High Cost:
1
1
|  | Deduct stage 1 + 2 + 3 | -1 |  | 0
[6 empty] | 0 | 0 | 0 | 0 | 0 | 0 | 0 | 0 | 0 | N

## Construction Activity Emissions
Construction Activity Emissions
|  | Items | Qty | Unit | Rate | Total | Sub-total | MC Prelims | MC OH&P | Inflation | Risks | Fees | Total | Rounded
[8 empty] | 13% | 4.5% | 5.5% | 6% | 10%
Low intervention | Reduction in emissions through site operations; turnign off waiting plant etc. | Low Cost: | 1 |  |  | 0
|  |  | 1 |  |  | 0
|  |  | 1 |  |  | 0
|  |  | 1 |  |  | 0
|  |  | 1 |  |  | 0 | 0 | 0 | 0 | 0 | 0 | 0 | 0 | 0
|  | High Cost: | 1 |  | 250000 | 250000
|  |  | 1 |  |  | 0
|  |  | 1 |  |  | 0
|  |  | 1 |  |  | 0 | 250000 | 32500 | 12712.5 | 16236.6875 | 18686.9512 | 33013.6139 | 363149.7526 | 363000
Medium intervention | Reduction in omissions through more rigourous site operational changes including introduction of renewables generation on site setup | Low Cost: | 1 |  | 250000 | 250000
|  |  | 1 |  |  | 0
|  |  | 1 |  |  | 0
|  |  | 1 |  |  | 0
|  |  | 1 |  |  | 0 | 250000 | 32500 | 12712.5 | 16236.6875 | 18686.9512 | 33013.6139 | 363149.7526 | 363000
|  | High Cost: | 1 |  | 500000 | 500000
|  |  | 1 |  |  | 0
|  |  | 1 |  |  | 0
|  |  | 1 |  |  | 0 | 500000 | 65000 | 25425 | 32473.375 | 37373.9025 | 66027.2278 | 726299.5052 | 726000
High Intervention | Use of electric vehicles and plant | Low Cost: | 1 |  | 250000 | 250000
|  |  | 1 |  |  | 0
|  |  | 1 |  |  | 0
|  |  | 1 |  |  | 0
|  |  | 1 |  |  | 0 | 250000 | 32500 | 12712.5 | 16236.6875 | 18686.9512 | 33013.6139 | 363149.7526 | 363000
|  | High Cost: | 1 |  | 1750000 | 1750000
|  |  | 1 |  |  | 0
|  |  | 1 |  |  | 0
|  |  | 1 |  |  | 0 | 1750000 | 227500 | 88987.5 | 113656.8125 | 130808.6588 | 231095.2971 | 2542048.2684 | 2542000

## Indoor Air Quality
Indoor Air Quality
Intervention |  | Items | Qty | Unit | Rate | Total | Sub-total | MC Prelims | MC OH&P | Inflation | Risks | Fees | Total | Rounded
[8 empty] | 13% | 4.5% | 5.5% | 6% | 10%
Monitoring | Stage 01 - Basic monitoring of CO2, temperature and humidity | Low Cost: | 1 |  |  | 0
|  |  | 1 |  |  | 0
|  |  | 1 |  |  | 0
|  |  | 1 |  |  | 0
|  |  | 1 |  |  | 0
|  |  | 1 |  |  | 0
|  | Expected in the norrmal course of design development. |  |  |  | 0 | 0 | 0 | 0 | 0 | 0 | 0 | 0 | 0 | Y
|  | High Cost: | 1 |  |  | 0
|  |  | 1 |  |  | 0
|  |  | 1 |  |  | 0
|  |  | 1 |  |  | 0
|  |  | 1 |  |  | 0
|  | Expected in the norrmal course of design development. | 1 |  |  | 0 | 0 | 0 | 0 | 0 | 0 | 0 | 0 | 0 | Y
Monitoring | Stage 02 - Active monitoring of CO2, temperature and humidity | Low Cost:
|  | to hotel rooms | 261 | nr | 500 | 130500
|  | to circulation space | 1500 | m2 |  | Assumed n/a
|  | to BoH areas | 500 | m2 |  | Assumed n/a
|  | to FoH areas | 200 | m2 | 50 | 10000
|  | Deduct Stage 1 Costs | -1 | item | 0 | 0
|  | Does this relate to hotel rooms/ apartments? Or does it need to apply to communal/ FoH areas? |  |  |  | 0 | 140500 | 18265 | 7144.425 | 9125.0184 | 10502.0666 | 18553.651 | 204090.161 | 204000 | TBC
High Cost:
|  | to hotel rooms | 1 | nr |  | 0
|  | to circulation space | 1 | m2 |  | 0
|  | to BoH areas | 1 | m2 |  | 0
|  | to FoH areas | 1 | m2 |  | 0
|  | Deduct Stage 1 Costs | -1 | item | 0 | 0
|  | Does this relate to hotel rooms/ apartments? Or does it need to apply to communal/ FoH areas? |  |  |  | 0 | 0 | 0 | 0 | 0 | 0 | 0 | 0 | 0 | TBC
Monitoring | Stage 03 - IAQ monitoring which informas occupants about air quality and actions to take when deficient | Low Cost:
|  | to hotel rooms | 261 | nr | 750 | 195750
|  | to circulation space | 1500 | m2 |  | Assumed n/a
|  | to BoH areas | 500 | m2 |  | Assumed n/a
|  | to FoH areas | 200 | m2 | 75 | 15000
|  | Deduct Stage 1 + 2 Costs | -1 | item | 140500 | -140500
|  | Does this relate to hotel rooms/ apartments? Or does it need to apply to communal/ FoH areas? |  |  |  | 0 | 70250 | 9132.5 | 3572.2125 | 4562.5092 | 5251.0333 | 9276.8255 | 102045.0805 | 102000 | TBC
High Cost:
|  | to hotel rooms | 1 | nr |  | 0
|  | to circulation space | 1 | m2 |  | 0
|  | to BoH areas | 1 | m2 |  | 0
|  | to FoH areas | 1 | m2 |  | 0
|  | Deduct Stage 1 + 2 Costs | -1 | item | 0 | 0
|  | Does this relate to hotel rooms/ apartments? Or does it need to apply to communal/ FoH areas? |  |  |  | 0 | 0 | 0 | 0 | 0 | 0 | 0 | 0 | 0 | TBC
Monitoring | Stage 04 - In room monitoring and automated ventilation systems | Low Cost:
|  | to hotel rooms | 261 | nr | 2500 | 652500
|  | to circulation space | 1500 | m2 |  | Assumed n/a
|  | to BoH areas | 500 | m2 |  | Assumed n/a
|  | to FoH areas | 200 | m2 | 250 | 50000
|  | Deduct Stage 1 + 2 + 3 Costs | -1 | item | 210750 | -210750
|  | Does this relate to hotel rooms/ apartments? Or does it need to apply to communal/ FoH areas? |  |  |  | 0 | 491750 | 63927.5 | 25005.4875 | 31937.5643 | 36757.2331 | 64937.7785 | 714315.5634 | 714000 | TBC
High Cost:
|  | to hotel rooms | 1 | nr |  | 0
|  | to circulation space | 1 | m2 |  | 0
|  | to BoH areas | 1 | m2 |  | 0
|  | to FoH areas | 1 | m2 |  | 0
|  | Deduct Stage 1 + 2 + 3 Costs | 1 | item | 0 | 0
|  | Does this relate to hotel rooms/ apartments? Or does it need to apply to communal/ FoH areas? |  |  |  | 0 | 0 | 0 | 0 | 0 | 0 | 0 | 0 | 0 | TBC
Systems | Stage 01 - Improved air filtration | Low Cost: | 1 |  |  | 0
|  |  | 1 |  |  | 0
|  |  | 1 |  |  | 0
|  |  | 1 |  |  | 0
|  |  | 1 |  |  | 0
|  |  | 1 |  |  | 0
|  | Expected in the norrmal course of design development. |  |  |  | 0 | 0 | 0 | 0 | 0 | 0 | 0 | 0 | 0 | Y
|  | High Cost: | 1 |  |  | 0
|  |  | 1 |  |  | 0
|  |  | 1 |  |  | 0
|  |  | 1 |  |  | 0
|  |  | 1 |  |  | 0
|  |  | 1 |  |  | 0
|  | Expected in the norrmal course of design development. |  |  |  | 0 | 0 | 0 | 0 | 0 | 0 | 0 | 0 | 0 | Y
Systems | Stage 02 - Basic control systems (increase/decrease in fresh air rate) | Low Cost:
|  |  | 1 | nr |  | 0
|  |  | 1 | m2 |  | 0
|  |  | 1 | m2 |  | 0
|  |  | 1 | m2 |  | 0
|  | Deduct Stage 1 Costs | -1 | item | 0 | 0
|  | What is the range of interventations? i.e openable windows etc? |  |  |  | 0 | 0 | 0 | 0 | 0 | 0 | 0 | 0 | 0 | N
High Cost:
|  |  | 1 | nr |  | 0
|  |  | 1 | m2 |  | 0
|  |  | 1 | m2 |  | 0
|  |  | 1 | m2 |  | 0
|  | Deduct Stage 1 Costs | -1 | item | 0 | 0
|  | What is the range of interventations? i.e openable windows etc? |  |  |  | 0 | 0 | 0 | 0 | 0 | 0 | 0 | 0 | 0 | N
Systems | Stage 03- Demand controlled ventilation (MERV Level 13 or better) | Low Cost:
|  |  | 1 | nr |  | 0
|  |  | 1 | m2 |  | 0
|  |  | 1 | m2 |  | 0
|  |  | 1 | m2 |  | 0
|  | Deduct Stage 1+2 Costs | -1 | item | 0 | 0
|  | Does this relate to hotel rooms/ apartments? Or does it need to apply to communal/ FoH areas? |  |  |  | 0 | 0 | 0 | 0 | 0 | 0 | 0 | 0 | 0 | N
High Cost:
|  |  | 1 | nr |  | 0
|  |  | 1 | m2 |  | 0
|  |  | 1 | m2 |  | 0
|  |  | 1 | m2 |  | 0
|  | Deduct Stage 1+2 Costs | -1 | item | 0 | 0
|  | Does this relate to hotel rooms/ apartments? Or does it need to apply to communal/ FoH areas? |  |  |  | 0 | 0 | 0 | 0 | 0 | 0 | 0 | 0 | 0 | N
VOC Materials | Stage 01 - Reduce VOCs through selection of low emssion materials | Low Cost: | 1 |  |  | 0
|  |  | 1 |  |  | 0
|  |  | 1 |  |  | 0
|  |  | 1 |  |  | 0
|  |  | 1 |  |  | 0
|  |  | 1 |  |  | 0
|  | How do we quantify this? |  |  |  | 0 | 0 | 0 | 0 | 0 | 0 | 0 | 0 | 0 | N
|  | High Cost: | 1 |  |  | 0
|  |  | 1 |  |  | 0
|  |  | 1 |  |  | 0
|  |  | 1 |  |  | 0
|  |  | 1 |  |  | 0
|  |  | 1 |  |  | 0
|  | How do we quantify this? |  |  |  | 0 | 0 | 0 | 0 | 0 | 0 | 0 | 0 | 0 | N
VOC Materials | Stage 02 - 'Red list' approach to materials with no high VOC materials permitted | Low Cost:
|  |  | 1 | nr |  | 0
|  |  | 1 | m2 |  | 0
|  |  | 1 | m2 |  | 0
|  |  | 1 | m2 |  | 0
|  | Deduct Stage 1 Costs | -1 | item | 0 | 0
|  | How do we quantify this? |  |  |  | 0 | 0 | 0 | 0 | 0 | 0 | 0 | 0 | 0 | N
High Cost:
|  |  | 1 | nr |  | 0
|  |  | 1 | m2 |  | 0
|  |  | 1 | m2 |  | 0
|  |  | 1 | m2 |  | 0
|  | Deduct Stage 1 Costs | -1 | item | 0 | 0
|  | How do we quantify this? |  |  |  | 0 | 0 | 0 | 0 | 0 | 0 | 0 | 0 | 0 | N

## Int Thermal Comfort
Int Thermal Comfort
Intervention |  | Items | Qty | Unit | Rate | Total | Sub-total | MC Prelims | MC OH&P | Inflation | Risks | Fees | Total | Rounded
[8 empty] | 13% | 4.5% | 5.5% | 6% | 10%
Overheating Prevention | Stage 0 1 - Comfortable indoor environment temperatures using the adaptive thermal comfort model under the DSY 1 summer design conditions | Low Cost: | 1 |  |  | 0
|  |  | 1 |  |  | 0
|  |  | 1 |  |  | 0
|  |  | 1 |  |  | 0
|  |  | 1 |  |  | 0
|  |  | 1 |  |  | 0
|  | Expected in the norrmal course of design development. |  |  |  | 0 | 0 | 0 | 0 | 0 | 0 | 0 | 0 | 0 | Y
|  | High Cost: | 1 |  |  | 0
|  |  | 1 |  |  | 0
|  |  | 1 |  |  | 0
|  |  | 1 |  |  | 0
|  |  | 1 |  |  | 0
|  | Expected in the norrmal course of design development. | 1 |  |  | 0 | 0 | 0 | 0 | 0 | 0 | 0 | 0 | 0 | Y
Overheating Prevention | Stage 02 - Comfortable indoor environment temperatures using the adaptive thermal comfort model under all extreme design summer year conditions | Low Cost:
|  |  | 1 |  |  | 0
|  |  | 1 |  |  | 0
|  |  | 1 |  |  | 0
|  |  | 1 |  |  | 0
|  | Deduct Stage 1 Costs | -1 |  | 0 | 0
|  |  | 1 |  |  | 0
[6 empty] | 0 | 0 | 0 | 0 | 0 | 0 | 0 | 0 | 0 | N
High Cost:
|  |  | 1 |  |  | 0
|  |  | 1 |  |  | 0
|  |  | 1 |  |  | 0
|  |  | 1 |  |  | 0
|  | Deduct Stage 1 Costs | -1 | item | 0 | 0 | 0 | 0 | 0 | 0 | 0 | 0 | 0 | 0 | N
Overheating Prevention | Stage 03 - Comfortable indoor environment temperatures using the adaptive thermal comfort model under current and extreme future weather conditions | Low Cost:
|  |  | 1 |  |  | 0
|  |  | 1 |  |  | 0
|  |  | 1 |  |  | 0
|  |  | 1 |  |  | 0
|  | Deduct Stage 1 + 2 Costs | -1 | item | 0 | 0
0
[6 empty] | 0 | 0 | 0 | 0 | 0 | 0 | 0 | 0 | 0 | N
High Cost:
|  |  | 1 |  |  | 0
|  |  | 1 |  |  | 0
|  |  | 1 |  |  | 0
|  |  | 1 |  |  | 0
|  | Deduct Stage 1 + 2 Costs | -1 | item | 0 | 0
[6 empty] | 0 | 0 | 0 | 0 | 0 | 0 | 0 | 0 | 0 | N
Overheating Prevention | Stage 04 - Comfortable indoor environment temperatures using the adaptive thermal comfort model under current and extreme future weather conditions with monitoring and verification | Low Cost:
|  |  | 1 |  |  | 0
|  |  | 1 |  |  | 0
|  |  | 1 |  |  | 0
|  |  | 1 |  |  | 0
|  | Deduct Stage 1 + 2 + 3 Costs | -1 | item | 0 | 0
|  | Who undertakes the monitoring and verification? |  |  |  | 0 | 0 | 0 | 0 | 0 | 0 | 0 | 0 | 0 | N
High Cost:
|  |  | 1 |  |  | 0
|  |  | 1 |  |  | 0
|  |  | 1 |  |  | 0
|  |  | 1 |  |  | 0
|  | Deduct Stage 1 + 2 + 3 Costs | -1 | item | 0 | 0
|  | Who undertakes the monitoring and verification? |  |  |  | 0 | 0 | 0 | 0 | 0 | 0 | 0 | 0 | 0 | N
Overheating Prevention | Stage 05 - Comfortable indoor environment temperatures using the adaptive thermal comfort model without the requirements for active cooling | Low Cost:
|  |  | 1 |  |  | 0
|  |  | 1 |  |  | 0
|  |  | 1 |  |  | 0
|  |  | 1 |  |  | 0
|  | Deduct Stage 1 + 2 + 3 + 4 Costs | -1 | item | 0 | 0
|  | How do we quantify this? What are the desing interventations likely to consist? |  |  |  | 0 | 0 | 0 | 0 | 0 | 0 | 0 | 0 | 0 | N
High Cost:
|  |  | 1 |  |  | 0
|  |  | 1 |  |  | 0
|  |  | 1 |  |  | 0
|  |  | 1 |  |  | 0
|  | Deduct Stage 1 + 2 + 3 + 4 Costs | -1 | item | 0 | 0
|  | How do we quantify this? What are the desing interventations likely to consist? |  |  |  | 0 | 0 | 0 | 0 | 0 | 0 | 0 | 0 | 0 | N
Controls | Stage 01 - Thermal Zoning and controls appropriate for intended use case | Low Cost: | 1 |  |  | 0
|  |  | 1 |  |  | 0
|  |  | 1 |  |  | 0
|  |  | 1 |  |  | 0
|  |  | 1 |  |  | 0
|  |  | 1 |  |  | 0
|  | How do we quantify this? What is the range of zoning applicable? |  |  |  | 0 | 0 | 0 | 0 | 0 | 0 | 0 | 0 | 0 | N
|  | High Cost: | 1 |  |  | 0
|  |  | 1 |  |  | 0
|  |  | 1 |  |  | 0
|  |  | 1 |  |  | 0
|  |  | 1 |  |  | 0
|  | How do we quantify this? What is the range of zoning applicable? | 1 |  |  | 0 | 0 | 0 | 0 | 0 | 0 | 0 | 0 | 0 | N

## Personal Safety
Personal Safety
Intervention |  | Items | Qty | Unit | Rate | Total | Sub-total | MC Prelims | MC OH&P | Inflation | Risks | Fees | Total | Rounded
[8 empty] | 13% | 4.5% | 5.5% | 6% | 10%
Material Specification to prevent harm to occupants | Reduce potential for slipping, sharp edges, breaking. | Low Cost: | 1 |  |  | 0
|  |  | 1 |  |  | 0
|  |  | 1 |  |  | 0
|  |  | 1 |  |  | 0
|  |  | 1 |  |  | 0
|  |  | 1 |  |  | 0
|  | Expected in the norrmal course of design development. |  |  |  | 0 | 0 | 0 | 0 | 0 | 0 | 0 | 0 | 0 | Y
|  | High Cost: | 1 |  |  | 0
|  |  | 1 |  |  | 0
|  |  | 1 |  |  | 0
|  |  | 1 |  |  | 0
|  |  | 1 |  |  | 0
|  | Expected in the norrmal course of design development. | 1 |  |  | 0 | 0 | 0 | 0 | 0 | 0 | 0 | 0 | 0 | Y
User experience evaluation to assess occupant comfort | Implement user experience evaluation to assess comfort related needs in the design phase, helping to eliminate discomfort disorders (e.g. work-related musculoskeletal issues) | Low Cost: | 1 |  |  | 0
|  |  | 1 |  |  | 0
|  |  | 1 |  |  | 0
|  |  | 1 |  |  | 0
|  |  | 1 |  |  | 0
|  |  | 1 |  |  | 0
|  | What is the cost we want to attribute to this as it is more opperational, also is it just a survey or do costs need to be applied to interventions through the life cycle. |  |  |  | 0 | 0 | 0 | 0 | 0 | 0 | 0 | 0 | 0 | Y
|  | High Cost: | 1 |  |  | 0
|  |  | 1 |  |  | 0
|  |  | 1 |  |  | 0
|  |  | 1 |  |  | 0
|  |  | 1 |  |  | 0
|  | What is the cost we want to attribute to this as it is more opperational, also is it just a survey or do costs need to be applied to interventions through the life cycle. | 1 |  |  | 0 | 0 | 0 | 0 | 0 | 0 | 0 | 0 | 0 | Y
Burglary preventative measures | Burglary preventive measures/ surveillance of openings accessible from terrain | Low Cost: | 1 |  |  | 0
|  |  | 1 |  |  | 0
|  |  | 1 |  |  | 0
|  |  | 1 |  |  | 0
|  |  | 1 |  |  | 0
|  |  | 1 |  |  | 0
|  | Expected in the norrmal course of design development. |  |  |  | 0 | 0 | 0 | 0 | 0 | 0 | 0 | 0 | 0 | Y
|  | High Cost: | 1 |  |  | 0
|  |  | 1 |  |  | 0
|  |  | 1 |  |  | 0
|  |  | 1 |  |  | 0
|  |  | 1 |  |  | 0
|  | Expected in the norrmal course of design development. | 1 |  |  | 0 | 0 | 0 | 0 | 0 | 0 | 0 | 0 | 0 | Y
Hazard Reviews to eliminate or mitigate danagers | ` | Low Cost: | 1 |  |  | 0
|  |  | 1 |  |  | 0
|  |  | 1 |  |  | 0
|  |  | 1 |  |  | 0
|  |  | 1 |  |  | 0
|  |  | 1 |  |  | 0
|  | Expected in the norrmal course of design development. |  |  |  | 0 | 0 | 0 | 0 | 0 | 0 | 0 | 0 | 0 | Y
|  | High Cost: | 1 |  |  | 0
|  |  | 1 |  |  | 0
|  |  | 1 |  |  | 0
|  |  | 1 |  |  | 0
|  |  | 1 |  |  | 0
|  | Expected in the norrmal course of design development. | 1 |  |  | 0 | 0 | 0 | 0 | 0 | 0 | 0 | 0 | 0 | Y
Hazard reduction measures | Take measures for reduction of hazards in daily operation | Low Cost: | 1 |  |  | 0
|  |  | 1 |  |  | 0
|  |  | 1 |  |  | 0
|  |  | 1 |  |  | 0
|  |  | 1 |  |  | 0
|  |  | 1 |  |  | 0
|  | Expected in the norrmal course of design development. |  |  |  | 0 | 0 | 0 | 0 | 0 | 0 | 0 | 0 | 0 | Y
|  | High Cost: | 1 |  |  | 0
|  |  | 1 |  |  | 0
|  |  | 1 |  |  | 0
|  |  | 1 |  |  | 0
|  |  | 1 |  |  | 0
|  | Expected in the norrmal course of design development. | 1 |  |  | 0 | 0 | 0 | 0 | 0 | 0 | 0 | 0 | 0 | Y
Safety Equipment provision | Provide technical safety equipment like fire detection and alarm systems, increasing the response capacity and users’ feelings of safety, while discouraging potential offenders | Low Cost: | 1 |  |  | 0
|  |  | 1 |  |  | 0
|  |  | 1 |  |  | 0
|  |  | 1 |  |  | 0
|  |  | 1 |  |  | 0
|  |  | 1 |  |  | 0
|  | Expected in the norrmal course of design development. |  |  |  | 0 | 0 | 0 | 0 | 0 | 0 | 0 | 0 | 0 | Y
|  | High Cost: | 1 |  |  | 0
|  |  | 1 |  |  | 0
|  |  | 1 |  |  | 0
|  |  | 1 |  |  | 0
|  |  | 1 |  |  | 0
|  | Expected in the norrmal course of design development. | 1 |  |  | 0 | 0 | 0 | 0 | 0 | 0 | 0 | 0 | 0 | Y
Eliminate blind corners, confined spaces and hiding places | Eliminate blind corners, confined spaces and hiding places | Low Cost: | 1 |  |  | 0
|  |  | 1 |  |  | 0
|  |  | 1 |  |  | 0
|  |  | 1 |  |  | 0
|  |  | 1 |  |  | 0
|  |  | 1 |  |  | 0
|  | Expected in the norrmal course of design development. |  |  |  | 0 | 0 | 0 | 0 | 0 | 0 | 0 | 0 | 0 | Y
|  | High Cost: | 1 |  |  | 0
|  |  | 1 |  |  | 0
|  |  | 1 |  |  | 0
|  |  | 1 |  |  | 0
|  |  | 1 |  |  | 0
|  | Expected in the norrmal course of design development. | 1 |  |  | 0 | 0 | 0 | 0 | 0 | 0 | 0 | 0 | 0 | Y
Pedestrian safety | Limit volume and speed of traffic within the building site by incorporating safe pedestrian, non-motorized transport, and delimited recreational facilities/play areas away from access roads | Low Cost: | 1 |  |  | 0
|  |  | 1 |  |  | 0
|  |  | 1 |  |  | 0
|  |  | 1 |  |  | 0
|  |  | 1 |  |  | 0
|  |  | 1 |  |  | 0
|  | Expected in the norrmal course of design development. |  |  |  | 0 | 0 | 0 | 0 | 0 | 0 | 0 | 0 | 0 | Y
|  | High Cost: | 1 |  |  | 0
|  |  | 1 |  |  | 0
|  |  | 1 |  |  | 0
|  |  | 1 |  |  | 0
|  |  | 1 |  |  | 0
|  | Expected in the norrmal course of design development. | 1 |  |  | 0 | 0 | 0 | 0 | 0 | 0 | 0 | 0 | 0 | Y
Pest Management Measures | Use Integrated Pest Management (IPM) concepts and requirements into facility design and construction for both interior, landscape and grass pest | Low Cost: | 1 |  |  | 0
|  |  | 1 |  |  | 0
|  |  | 1 |  |  | 0
|  |  | 1 |  |  | 0
|  |  | 1 |  |  | 0
|  |  | 1 |  |  | 0
[6 empty] | 0 | 0 | 0 | 0 | 0 | 0 | 0 | 0 | 0 | N
|  | High Cost: | 1 |  |  | 0
|  |  | 1 |  |  | 0
|  |  | 1 |  |  | 0
|  |  | 1 |  |  | 0
|  |  | 1 |  |  | 0
|  |  | 1 |  |  | 0 | 0 | 0 | 0 | 0 | 0 | 0 | 0 | 0 | N
Upgrade the physical security using classified building parts RC (Resistance Class) | Upgrade the physical security using classified building parts RC (Resistance Class) | Low Cost: | 1 |  |  | 0
|  |  | 1 |  |  | 0
|  |  | 1 |  |  | 0
|  |  | 1 |  |  | 0
|  |  | 1 |  |  | 0
|  |  | 1 |  |  | 0
[6 empty] | 0 | 0 | 0 | 0 | 0 | 0 | 0 | 0 | 0 | N
|  | High Cost: | 1 |  |  | 0
|  |  | 1 |  |  | 0
|  |  | 1 |  |  | 0
|  |  | 1 |  |  | 0
|  |  | 1 |  |  | 0
|  |  | 1 |  |  | 0 | 0 | 0 | 0 | 0 | 0 | 0 | 0 | 0 | N
Continuous commissioning into personal safety | Incorporate continuous commissioning into the building maintenance program and safety & security plan, to ensure that possible optimization gets in focus for the benefit of the staff, customers and economic bottom-line. | Low Cost: | 1 |  |  | 0
|  |  | 1 |  |  | 0
|  |  | 1 |  |  | 0
|  |  | 1 |  |  | 0
|  |  | 1 |  |  | 0
|  |  | 1 |  |  | 0
|  | Assumed fee required for consultant; what is typical cost for this? |  |  |  | 0 | 0 | 0 | 0 | 0 | 0 | 0 | 0 | 0 | N
|  | High Cost: | 1 |  |  | 0
|  |  | 1 |  |  | 0
|  |  | 1 |  |  | 0
|  |  | 1 |  |  | 0
|  |  | 1 |  |  | 0
|  | Assumed fee required for consultant; what is typical cost for this? | 1 |  |  | 0 | 0 | 0 | 0 | 0 | 0 | 0 | 0 | 0 | N
Chemical Inventories | Monitor chemical inventories of products, systems and materials used in the operation and maintenance, to identify opportunities to substitute them with green products | Low Cost: | 1 |  |  | 0
|  |  | 1 |  |  | 0
|  |  | 1 |  |  | 0
|  |  | 1 |  |  | 0
|  |  | 1 |  |  | 0
|  |  | 1 |  |  | 0
[6 empty] | 0 | 0 | 0 | 0 | 0 | 0 | 0 | 0 | 0 | N
|  | High Cost: | 1 |  |  | 0
|  |  | 1 |  |  | 0
|  |  | 1 |  |  | 0
|  |  | 1 |  |  | 0
|  |  | 1 |  |  | 0
|  |  | 1 |  |  | 0 | 0 | 0 | 0 | 0 | 0 | 0 | 0 | 0 | N
Protecting building via landscaping | Protect the building with landscape art (e.g. barriers with artful perforations) and/or incorporate secondary building structures (e.g. in a building annex), where active security screenings can take place preventing potential attackers from entering the primary building. | Low Cost: | 1 |  |  | 0
|  |  | 1 |  |  | 0
|  |  | 1 |  |  | 0
|  |  | 1 |  |  | 0
|  |  | 1 |  |  | 0
|  |  | 1 |  |  | 0
[6 empty] | 0 | 0 | 0 | 0 | 0 | 0 | 0 | 0 | 0 | N
|  | High Cost: | 1 |  |  | 0
|  |  | 1 |  |  | 0
|  |  | 1 |  |  | 0
|  |  | 1 |  |  | 0
|  |  | 1 |  |  | 0
|  |  | 1 |  |  | 0 | 0 | 0 | 0 | 0 | 0 | 0 | 0 | 0 | N

## Lighting
Lighting
Intervention |  | Items | Qty | Unit | Rate | Total | Sub-total | MC Prelims | MC OH&P | Inflation | Risks | Fees | Total | Rounded
[8 empty] | 13% | 4.5% | 5.5% | 6% | 10%
Daylight Access | Stage 01 - Optimised design with daylight accessof %sDA>50%
|  | Low Cost: | 1 |  |  | 0
|  |  | 1 |  |  | 0
|  |  | 1 |  |  | 0
|  |  | 1 |  |  | 0
|  |  | 1 |  |  | 0
|  |  | 1 |  |  | 0
|  | Expected in the norrmal course of design development. |  |  |  | 0 | 0 | 0 | 0 | 0 | 0 | 0 | 0 | n/a | Y
|  | High Cost: | 1 |  |  | 0
|  |  | 1 |  |  | 0
|  |  | 1 |  |  | 0
|  |  | 1 |  |  | 0
|  |  | 1 |  |  | 0
|  | Expected in the norrmal course of design development. | 1 |  |  | 0 | 0 | 0 | 0 | 0 | 0 | 0 | 0 | n/a | Y
Daylight Access | Stage 02 - Optimise size and position of windows and external shading for maximum daylight and minimum overheating | Low Cost:
|  | Expected in the norrmal course of design development. | 1 |  |  | 0 | [8 empty] | Y
|  |  | 1 |  |  | 0
|  |  | 1 |  |  | 0
|  |  | 1 |  |  | 0
|  | Deduct Stage 1 Costs | -1 |  | 0 | 0
|  |  | 1 |  |  | 0
[6 empty] | 0 | 0 | 0 | 0 | 0 | 0 | 0 | 0 | n/a
High Cost:
|  | Expected in the norrmal course of design development. | 1 |  |  | 0
|  |  | 1 |  |  | 0
|  |  | 1 |  |  | 0
|  |  | 1 |  |  | 0
|  | Deduct Stage 1 Costs | -1 | item | 0 | 0 | 0 | 0 | 0 | 0 | 0 | 0 | 0 | n/a
Glare Control | Stage 01 - Personal control over sunlight & glare (internal blinds)
N
|  | Low Cost: | 1 |  |  | 0
|  |  | 1 |  |  | 0
|  |  | 1 |  |  | 0
|  |  | 1 |  |  | 0
|  |  | 1 |  |  | 0
|  |  | 1 |  |  | 0
|  | Are Internal blinds the only design intervention? Mechanical or manual? |  |  |  | 0 | 0 | 0 | 0 | 0 | 0 | 0 | 0 | n/a
|  | High Cost: | 1 |  |  | 0
|  |  | 1 |  |  | 0
|  |  | 1 |  |  | 0
|  |  | 1 |  |  | 0
|  |  | 1 |  |  | 0
|  | Are Internal blinds the only design intervention? Mechanical or manual? | 1 |  |  | 0 | 0 | 0 | 0 | 0 | 0 | 0 | 0 | n/a
Glare Control | Stage 02 - External shading designed to reduce sunlight glare, ASE<10% | Included elsewhere…
|  | Low Cost: | [12 empty] | Y
|  |  | 1 |  |  | 0
|  |  | 1 |  |  | 0
|  |  | 1 |  |  | 0
|  |  | 1 |  |  | 0
|  | Deduct Stage 1 Costs | -1 |  | 0 | 0
|  |  | 1 |  |  | 0
[6 empty] | 0 | 0 | 0 | 0 | 0 | 0 | 0 | 0 | Elsewhere
High Cost:
|  |  | 1 |  |  | 0
|  |  | 1 |  |  | 0
|  |  | 1 |  |  | 0
|  |  | 1 |  |  | 0
|  | Deduct Stage 1 Costs | -1 | item | 0 | 0 | 0 | 0 | 0 | 0 | 0 | 0 | 0 | Elsewhere
Lighting Controls | Stage 0 1 - Personal control over artificial lighting
Y
|  | Low Cost: | 1 |  |  | 0
|  |  | 1 |  |  | 0
|  |  | 1 |  |  | 0
|  |  | 1 |  |  | 0
|  |  | 1 |  |  | 0
|  |  | 1 |  |  | 0
|  | Expected in the norrmal course of design development. |  |  |  | 0 | 0 | 0 | 0 | 0 | 0 | 0 | 0 | n/a
|  | High Cost: | 1 |  |  | 0
|  |  | 1 |  |  | 0
|  |  | 1 |  |  | 0
|  |  | 1 |  |  | 0
|  |  | 1 |  |  | 0
|  | Expected in the norrmal course of design development. | 1 |  |  | 0 | 0 | 0 | 0 | 0 | 0 | 0 | 0 | n/a
Lighting Controls | Stage 02 - Use of circadian lighting | How do we quantify this? Is this purely use of circadian light fittings or are specialist consultants required?
|  | Low Cost: | [12 empty] | N
|  |  | 1 |  |  | 0
|  | Nominal Allowance | 261 | Keys | 500 | 130500
|  |  | 1 |  |  | 0
|  |  | 1 |  |  | 0
|  | Deduct Stage 1 Costs | -1 |  | 0 | 0
|  |  | 1 |  |  | 0
[6 empty] | 0 | 130500 | 16965 | 6635.925 | 8475.5509 | 9754.5886 | 17233.1064 | 189564.1709 | 190000
High Cost:
|  |  | 1 |  |  | 0
|  | Nominal Allowance | 261 | Keys | 1500 | 391500
|  |  | 1 |  |  | 0
|  |  | 1 |  |  | 0
|  | Deduct Stage 1 Costs | -1 | item | 0 | 0 | 391500 | 50895 | 19907.775 | 25426.6526 | 29263.7657 | 51699.3193 | 568692.5126 | 569000
Lighting Controls | Stage 03 - Detailed lighting plan for age groups & activities | Expected in the norrmal course of design development. However is additional design required to make "detailed" plan?
Y
Low Cost:
|  |  | 1 |  |  | 0
0
|  |  | 1 |  |  | 0
|  |  | 1 |  |  | 0
|  | Deduct Stage 1 + 2 Costs | -1 |  | 130500 | -130500
|  |  | 1 |  |  | 0
[6 empty] | 0 | -130500 | -16965 | -6635.925 | -8475.5509 | -9754.5886 | -17233.1064 | -189564.1709 | n/a
High Cost:
|  |  | 1 |  |  | 0
0
|  |  | 1 |  |  | 0
|  |  | 1 |  |  | 0
|  | Deduct Stage 1 + 2 Costs | -1 | item | 391500 | -391500 | -391500 | -50895 | -19907.775 | -25426.6526 | -29263.7657 | -51699.3193 | -568692.5126 | n/a
Lighting Controls | Stage 04 - IoT tech & mobile apps for automatic daylight control & blinds | How do we quantify this?
Low Cost:
|  |  | 1 |  |  | 0
|  | Nominal Allowance | 261 | Keys | 250 | 65250
|  |  | 1 |  |  | 0
|  |  | 1 |  |  | 0
|  | Deduct Stage 1 + 2 Costs | -1 |  | 0 | 0
|  |  | 1 |  |  | 0
[6 empty] | 0 | 65250 | 8482.5 | 3317.9625 | 4237.7754 | 4877.2943 | 8616.5532 | 94782.0854 | 95000
High Cost:
|  |  | 1 |  |  | 0
|  | Nominal Allowance | 261 | Keys | 750 | 195750
|  |  | 1 |  |  | 0
|  |  | 1 |  |  | 0
|  | Deduct Stage 1 + 2 Costs | -1 | item | 0 | 0 | 195750 | 25447.5 | 9953.8875 | 12713.3263 | 14631.8828 | 25849.6597 | 284346.2563 | 284000

## Acoustic Comfort
Acoustic Comfort
Intervention |  | Items | Qty | Unit | Rate | Total | Sub-total | MC Prelims | MC OH&P | Inflation | Risks | Fees | Total | Rounded
[8 empty] | 13% | 4.5% | 5.5% | 6% | 10%
Sound Insulation | Stage 01 - BREEAM 1 Point - +3dB on Part E (46 dB DnTw+Ctr) | Low Cost: | 1 |  |  | 0
|  |  | 1 |  |  | 0
|  |  | 1 |  |  | 0
|  |  | 1 |  |  | 0
|  |  | 1 |  |  | 0
|  |  | 1 |  |  | 0
[6 empty] | 0 | 0 | 0 | 0 | 0 | 0 | 0 | 0 | 0 | N
|  | High Cost: | 1 |  |  | 0
|  |  | 1 |  |  | 0
|  |  | 1 |  |  | 0
|  |  | 1 |  |  | 0
|  |  | 1 |  |  | 0
|  |  | 1 |  |  | 0 | 0 | 0 | 0 | 0 | 0 | 0 | 0 | 0 | N
Sound Insulation | Stage 02 - BREEAM 2 Points - +5dB on Part E (48 dB DnTw+Ctr) | Low Cost:
|  |  | 1 |  |  | 0
|  |  | 1 |  |  | 0
|  |  | 1 |  |  | 0
|  |  | 1 |  |  | 0
|  | Deduct Stage 1 Costs | -1 |  | 0 | 0
|  |  | 1 |  |  | 0
[6 empty] | 0 | 0 | 0 | 0 | 0 | 0 | 0 | 0 | 0 | N
High Cost:
|  |  | 1 |  |  | 0
|  |  | 1 |  |  | 0
|  |  | 1 |  |  | 0
|  |  | 1 |  |  | 0
|  | Deduct Stage 1 Costs | -1 | item | 0 | 0 | 0 | 0 | 0 | 0 | 0 | 0 | 0 | 0 | N
Sound Insulation | Stage 03 - +8dB on Part E (51 dB DnTw+Ctr) | Low Cost:
|  |  | 1 |  |  | 0
|  |  | 1 |  |  | 0
|  |  | 1 |  |  | 0
|  |  | 1 |  |  | 0
|  | Deduct Stage 1+2 Costs | -1 |  | 0 | 0
|  |  | 1 |  |  | 0
[6 empty] | 0 | 0 | 0 | 0 | 0 | 0 | 0 | 0 | 0 | N
High Cost:
|  |  | 1 |  |  | 0
|  |  | 1 |  |  | 0
|  |  | 1 |  |  | 0
|  |  | 1 |  |  | 0
|  | Deduct Stage 1+2 Costs | -1 | item | 0 | 0 | 0 | 0 | 0 | 0 | 0 | 0 | 0 | 0 | N
Sound Insulation | Stage 04 - +10dB on Part E (53 dB DnTw+Ctr) | Low Cost:
|  |  | 1 |  |  | 0
|  |  | 1 |  |  | 0
|  |  | 1 |  |  | 0
|  |  | 1 |  |  | 0
|  | Deduct Stage 1+2+3 Costs | -1 |  | 0 | 0
|  |  | 1 |  |  | 0
[6 empty] | 0 | 0 | 0 | 0 | 0 | 0 | 0 | 0 | 0 | N
High Cost:
|  |  | 1 |  |  | 0
|  |  | 1 |  |  | 0
|  |  | 1 |  |  | 0
|  |  | 1 |  |  | 0
|  | Deduct Stage 1+2+3 Costs | -1 | item | 0 | 0 | 0 | 0 | 0 | 0 | 0 | 0 | 0 | 0 | N
Ambient Noise Levels | Stage 01 - 35dBA daytime 30 dBA nighttime LAFmax 45 (10x/night) LASmax 40 | Low Cost: | 1 |  |  | 0
|  |  | 1 |  |  | 0
|  |  | 1 |  |  | 0
|  |  | 1 |  |  | 0
|  |  | 1 |  |  | 0
|  |  | 1 |  |  | 0
|  | What is building reg compliant & TRD compliant? | 1 |  |  | 0 | 0 | 0 | 0 | 0 | 0 | 0 | 0 | 0 | N
|  | High Cost: | 1 |  |  | 0
|  |  | 1 |  |  | 0
|  |  | 1 |  |  | 0
|  |  | 1 |  |  | 0
|  |  | 1 |  |  | 0
|  | What is building reg compliant & TRD compliant? | 1 |  |  | 0 | 0 | 0 | 0 | 0 | 0 | 0 | 0 | 0 | N
Ambient Noise Levels | Stage 02 - 30dBA daytime 25dBA nighttime LAFmax 45 (10x/night) LASmax 35 | Low Cost:
|  |  | 1 |  |  | 0
|  |  | 1 |  |  | 0
|  |  | 1 |  |  | 0
|  |  | 1 |  |  | 0
|  | Deduct Stage 1 Costs | -1 |  | 0 | 0
|  |  | 1 |  |  | 0
[6 empty] | 0 | 0 | 0 | 0 | 0 | 0 | 0 | 0 | 0 | N
High Cost:
|  |  | 1 |  |  | 0
|  |  | 1 |  |  | 0
|  |  | 1 |  |  | 0
|  |  | 1 |  |  | 0
|  | Deduct Stage 1 Costs | -1 | item | 0 | 0 | 0 | 0 | 0 | 0 | 0 | 0 | 0 | 0 | N
Ambient Noise Levels | Stage 03 - 30dBA daytime 25dBA nighttime LAFmax 42,1min LASmax 35 Higher spec. glazing Higher spec. vent attenuation | Low Cost:
|  |  | 1 |  |  | 0
|  |  | 1 |  |  | 0
|  |  | 1 |  |  | 0
|  |  | 1 |  |  | 0
|  | Deduct Stage 1+2 Costs | -1 |  | 0 | 0
|  |  | 1 |  |  | 0
[6 empty] | 0 | 0 | 0 | 0 | 0 | 0 | 0 | 0 | 0 | N
High Cost:
|  |  | 1 |  |  | 0
|  |  | 1 |  |  | 0
|  |  | 1 |  |  | 0
|  |  | 1 |  |  | 0
|  | Deduct Stage 1+2 Costs | -1 | item | 0 | 0 | 0 | 0 | 0 | 0 | 0 | 0 | 0 | 0 | N
Ambient Noise Levels | Stage 04 - 30dBA daytime 25dBA nighttime LAFmax 42,1min LASmax 30 Structural vibration isolation more likely | Low Cost:
|  |  | 1 |  |  | 0
|  |  | 1 |  |  | 0
|  |  | 1 |  |  | 0
|  |  | 1 |  |  | 0
|  | Deduct Stage 1+2+3 Costs | -1 |  | 0 | 0
|  |  | 1 |  |  | 0
[6 empty] | 0 | 0 | 0 | 0 | 0 | 0 | 0 | 0 | 0 | N
High Cost:
|  |  | 1 |  |  | 0
|  |  | 1 |  |  | 0
|  |  | 1 |  |  | 0
|  |  | 1 |  |  | 0
|  | Deduct Stage 1+2+3 Costs | -1 | item | 0 | 0 | 0 | 0 | 0 | 0 | 0 | 0 | 0 | 0 | N
Service Noise Levels | Stage 01 - NR 30 daytime NR25 nighttime | Low Cost: | 1 |  |  | 0
|  |  | 1 |  |  | 0
|  |  | 1 |  |  | 0
|  |  | 1 |  |  | 0
|  |  | 1 |  |  | 0
|  |  | 1 |  |  | 0
|  | What is building reg compliant & TRD compliant? | 1 |  |  | 0 | 0 | 0 | 0 | 0 | 0 | 0 | 0 | 0 | N
|  | High Cost: | 1 |  |  | 0
|  |  | 1 |  |  | 0
|  |  | 1 |  |  | 0
|  |  | 1 |  |  | 0
|  |  | 1 |  |  | 0
|  | What is building reg compliant & TRD compliant? | 1 |  |  | 0 | 0 | 0 | 0 | 0 | 0 | 0 | 0 | 0 | N
Service Noise Levels | Stage 02 - NR 25 daytime NR 20 nighttime | Low Cost:
|  |  | 1 |  |  | 0
|  |  | 1 |  |  | 0
|  |  | 1 |  |  | 0
|  |  | 1 |  |  | 0
|  | Deduct Stage 1 Costs | -1 |  | 0 | 0
|  |  | 1 |  |  | 0
[6 empty] | 0 | 0 | 0 | 0 | 0 | 0 | 0 | 0 | 0 | N
High Cost:
|  |  | 1 |  |  | 0
|  |  | 1 |  |  | 0
|  |  | 1 |  |  | 0
|  |  | 1 |  |  | 0
|  | Deduct Stage 1 Costs | -1 | item | 0 | 0 | 0 | 0 | 0 | 0 | 0 | 0 | 0 | 0 | N
Vibration Control | Stage 01 - BS 6472 Day 0.2 ms-1.75 Night 0.13 ms-1.75 | Low Cost: | 1 |  |  | 0
|  |  | 1 |  |  | 0
|  |  | 1 |  |  | 0
|  |  | 1 |  |  | 0
|  |  | 1 |  |  | 0
|  |  | 1 |  |  | 0
|  | What is building reg compliant & TRD compliant? | 1 |  |  | 0 | 0 | 0 | 0 | 0 | 0 | 0 | 0 | 0 | N
|  | High Cost: | 1 |  |  | 0
|  |  | 1 |  |  | 0
|  |  | 1 |  |  | 0
|  |  | 1 |  |  | 0
|  |  | 1 |  |  | 0
|  | What is building reg compliant & TRD compliant? | 1 |  |  | 0 | 0 | 0 | 0 | 0 | 0 | 0 | 0 | 0 | N
Vibration Control | Stage 02 - BS 6472 Day 0.2 ms-1.75 Night 0.1 ms-1.75 | Low Cost:
|  |  | 1 |  |  | 0
|  |  | 1 |  |  | 0
|  |  | 1 |  |  | 0
|  |  | 1 |  |  | 0
|  | Deduct Stage 1 Costs | -1 |  | 0 | 0
|  |  | 1 |  |  | 0
[6 empty] | 0 | 0 | 0 | 0 | 0 | 0 | 0 | 0 | 0 | N
High Cost:
|  |  | 1 |  |  | 0
|  |  | 1 |  |  | 0
|  |  | 1 |  |  | 0
|  |  | 1 |  |  | 0
|  | Deduct Stage 1 Costs | -1 | item | 0 | 0 | 0 | 0 | 0 | 0 | 0 | 0 | 0 | 0 | N

## Outdoor Microclimate
Outdoor Microclimate
Intervention |  | Items | Qty | Unit | Rate | Total | Sub-total | MC Prelims | MC OH&P | Inflation | Risks | Fees | Total | Rounded
[8 empty] | 13% | 4.5% | 5.5% | 6% | 10%
Survey & Analysis | Review local planning requirements for minimum analysis and thresholds for wind-speed etc. – ensure that the project is compliant. E.g. in the City of London microclimate requirement; Hong Kong, LEED, BREEAM and DGNB-requirements regarding microclimate assessment levels. If there are no specific planning requirements, provide a desktop study of prevailing local conditions. | Low Cost: | 1 |  |  | 0
|  |  | 1 |  |  | 0
|  |  | 1 |  |  | 0
|  |  | 1 |  |  | 0
|  |  | 1 |  |  | 0
|  |  | 1 |  |  | 0
|  | Expected in the norrmal course of design development. |  |  |  | 0 | 0 | 0 | 0 | 0 | 0 | 0 | 0 | 0 | Y
|  | High Cost: | 1 |  |  | 0
|  |  | 1 |  |  | 0
|  |  | 1 |  |  | 0
|  |  | 1 |  |  | 0
|  |  | 1 |  |  | 0
|  | Expected in the norrmal course of design development. | 1 |  |  | 0 | 0 | 0 | 0 | 0 | 0 | 0 | 0 | 0 | Y
Survey & Analysis | Screening level wind study using CFD or wind tunnel for min. 12 directions: analysis of potential wind speed-up issues and highlight of any stagnant area where AQ or outdoor thermal comfort might be a concern (in particular for regions where local wind speeds are in average really low, like far east). Simplified outdoor thermal comfort assessment based on local climate: identify the need of mitigation strategies for each season, for example shading or wind protection | Low Cost: | 1 |  |  | 0
|  |  | 1 |  |  | 0
|  |  | 1 |  |  | 0
|  |  | 1 |  |  | 0
|  |  | 1 |  |  | 0
|  |  | 1 |  |  | 0
|  | Assumed fee required for consultant; what is typical cost for this? |  |  |  | 0 | 0 | 0 | 0 | 0 | 0 | 0 | 0 | 0 | N
|  | High Cost: | 1 |  |  | 0
|  |  | 1 |  |  | 0
|  |  | 1 |  |  | 0
|  |  | 1 |  |  | 0
|  |  | 1 |  |  | 0
|  | Assumed fee required for consultant; what is typical cost for this? | 1 |  |  | 0 | 0 | 0 | 0 | 0 | 0 | 0 | 0 | 0 | N
Survey & Analysis | Assessing Pedestrian level Wind comfort and safety involving CFD or wind tunnel using min. 16 wind directions to comply with DGNB wind requirement of potential problems on site Compare existing scenario with proposed scenario to identify potential wind acceleration issues or stagnant areas Identify the need for urban furniture and wind mitigation measures to improve local microclimate condition so that wind any uncomfortable or unsafe conditions on site are controlled and minimized. Run a seasonal solar exposure analysis to identify the areas fulfilling the thermal comfort suggested strategies outlined in level 2. | Low Cost: | 1 |  |  | 0
|  |  | 1 |  |  | 0
|  |  | 1 |  |  | 0
|  |  | 1 |  |  | 0
|  |  | 1 |  |  | 0
|  |  | 1 |  |  | 0
|  | Assumed fee required for consultant; what is typical cost for this? |  |  |  | 0 | 0 | 0 | 0 | 0 | 0 | 0 | 0 | 0 | N
|  | High Cost: | 1 |  |  | 0
|  |  | 1 |  |  | 0
|  |  | 1 |  |  | 0
|  |  | 1 |  |  | 0
|  |  | 1 |  |  | 0
|  | Assumed fee required for consultant; what is typical cost for this? | 1 |  |  | 0 | 0 | 0 | 0 | 0 | 0 | 0 | 0 | 0 | N
Survey & Analysis | Conduct wind comfort assessment with vegetation and mitigation option included (min 16 wind directions) DGNB+ on microclimate as level 3 plus testing the mitigation steps on site – follow-up after handover and measuring the efficiency of the measures. Outdoor thermal comfort detailed analysis predicting hourly felt temperature values for the final design during the most critical parts of the year. | Low Cost: | 1 |  |  | 0
|  |  | 1 |  |  | 0
|  |  | 1 |  |  | 0
|  |  | 1 |  |  | 0
|  |  | 1 |  |  | 0
|  |  | 1 |  |  | 0
|  | Assumed fee required for consultant; what is typical cost for this? |  |  |  | 0 | 0 | 0 | 0 | 0 | 0 | 0 | 0 | 0 | N
|  | High Cost: | 1 |  |  | 0
|  |  | 1 |  |  | 0
|  |  | 1 |  |  | 0
|  |  | 1 |  |  | 0
|  |  | 1 |  |  | 0
|  | Assumed fee required for consultant; what is typical cost for this? | 1 |  |  | 0 | 0 | 0 | 0 | 0 | 0 | 0 | 0 | 0 | N
Survey & Analysis | Conduct outdoor thermal and wind comfort assessment including air quality assessment, if relevant, for achieving best DGNB ratings. Including assessment of potential extreme heat and wind events for evaluating level of mitigation requirement with testing. Open for sharing data, challenges and learnings with academia/global construction industry and publication of assessment and outcome of design to enhanced market exposure. | Low Cost: | 1 |  |  | 0
|  |  | 1 |  |  | 0
|  |  | 1 |  |  | 0
|  |  | 1 |  |  | 0
|  |  | 1 |  |  | 0
|  |  | 1 |  |  | 0
|  | Assumed fee required for consultant; what is typical cost for this? |  |  |  | 0 | 0 | 0 | 0 | 0 | 0 | 0 | 0 | 0 | N
|  | High Cost: | 1 |  |  | 0
|  |  | 1 |  |  | 0
|  |  | 1 |  |  | 0
|  |  | 1 |  |  | 0
|  |  | 1 |  |  | 0
|  | Assumed fee required for consultant; what is typical cost for this? | 1 |  |  | 0 | 0 | 0 | 0 | 0 | 0 | 0 | 0 | 0 | N

## Physical Activity
Physical Activity
Intervention |  | Items | Qty | Unit | Rate | Total | Sub-total | MC Prelims | MC OH&P | Inflation | Risks | Fees | Total | Rounded
[8 empty] | 13% | 4.5% | 5.5% | 6% | 10%
Accessibility | Safe, aesthetically designed and accessible stairs and ramps, servicing all floors | Low Cost: | 1 |  |  | 0
|  |  | 1 |  |  | 0
|  |  | 1 |  |  | 0
|  |  | 1 |  |  | 0
|  |  | 1 |  |  | 0
|  |  | 1 |  |  | 0
|  | Expected in the norrmal course of design development. |  |  |  | 0 | 0 | 0 | 0 | 0 | 0 | 0 | 0 | 0 | Y
|  | High Cost: | 1 |  |  | 0
|  |  | 1 |  |  | 0
|  |  | 1 |  |  | 0
|  |  | 1 |  |  | 0
|  |  | 1 |  |  | 0
|  | Expected in the norrmal course of design development. | 1 |  |  | 0 | 0 | 0 | 0 | 0 | 0 | 0 | 0 | 0 | Y
Wayfinding Signage | Encourage the use of stairs and guide users to the stairs, bicycle racks or storage | Low Cost: | 1 |  |  | 0
|  |  | 1 |  |  | 0
|  |  | 1 |  |  | 0
|  |  | 1 |  |  | 0
|  |  | 1 |  |  | 0
|  |  | 1 |  |  | 0
|  | Expected in the norrmal course of design development. |  |  |  | 0 | 0 | 0 | 0 | 0 | 0 | 0 | 0 | 0 | Y
|  | High Cost: | 1 |  |  | 0
|  |  | 1 |  |  | 0
|  |  | 1 |  |  | 0
|  |  | 1 |  |  | 0
|  |  | 1 |  |  | 0
|  | Expected in the norrmal course of design development. | 1 |  |  | 0 | 0 | 0 | 0 | 0 | 0 | 0 | 0 | 0 | Y
Indoor Act`ivity Spaces | Multipurpose rooms and changing facilities | Low Cost: | 1 |  |  | 0
|  |  | 1 |  |  | 0
|  |  | 1 |  |  | 0
|  |  | 1 |  |  | 0
|  |  | 1 |  |  | 0
|  |  | 1 |  |  | 0
|  | How do we quantify this? i.e is x% of GIFA needed? |  |  |  | 0 | 0 | 0 | 0 | 0 | 0 | 0 | 0 | 0 | N
|  | High Cost: | 1 |  |  | 0
|  |  | 1 |  |  | 0
|  |  | 1 |  |  | 0
|  |  | 1 |  |  | 0
|  |  | 1 |  |  | 0
|  | How do we quantify this? i.e is x% of GIFA needed? | 1 |  |  | 0 | 0 | 0 | 0 | 0 | 0 | 0 | 0 | 0 | N
Promotion of Activity | Safe Cycling and Pedestrians Network | Low Cost: | 1 |  |  | 0
|  |  | 1 |  |  | 0
|  |  | 1 |  |  | 0
|  |  | 1 |  |  | 0
|  |  | 1 |  |  | 0
|  |  | 1 |  |  | 0
|  | How do we quantify this? Does this need to cover for forming cycling network or just sinaged to show where it is (if exists)? |  |  |  | 0 | 0 | 0 | 0 | 0 | 0 | 0 | 0 | 0 | N
|  | High Cost: | 1 |  |  | 0
|  |  | 1 |  |  | 0
|  |  | 1 |  |  | 0
|  |  | 1 |  |  | 0
|  |  | 1 |  |  | 0
|  | How do we quantify this? Does this need to cover for forming cycling network or just sinaged to show where it is (if exists)? | 1 |  |  | 0 | 0 | 0 | 0 | 0 | 0 | 0 | 0 | 0 | N
Promotion of Activity | Exercise mat or equipment in room with pre-loaded stretching or training workouts.
Low Cost:
|  | Allowance per room/unit | 261 | nr | 150 | 39150 | 39150 | 5089.5 | 1990.7775 | 2542.6653 | 2926.3766 | 5169.9319 | 56869.2513 | 57000 | Y
High Cost:
|  | Allowance per room/unit | 261 | nr | 500 | 130500 | 130500 | 16965 | 6635.925 | 8475.5509 | 9754.5886 | 17233.1064 | 189564.1709 | 190000
Promotion of Activity | Rewards linked to ‘steps’. | Low Cost: | 1 |  |  | 0
|  |  | 1 |  |  | 0
|  |  | 1 |  |  | 0
|  |  | 1 |  |  | 0
|  |  | 1 |  |  | 0
|  |  | 1 |  |  | 0
|  | How do we quantify this? |  |  |  | 0 | 0 | 0 | 0 | 0 | 0 | 0 | 0 | 0 | N
|  | High Cost: | 1 |  |  | 0
|  |  | 1 |  |  | 0
|  |  | 1 |  |  | 0
|  |  | 1 |  |  | 0
|  |  | 1 |  |  | 0
|  | How do we quantify this? | 1 |  |  | 0 | 0 | 0 | 0 | 0 | 0 | 0 | 0 | 0 | N
Staircase Use | Enhanced Stairs with High Quality design | Low Cost: | 1 |  |  | 0
|  |  | 1 |  |  | 0
|  |  | 1 |  |  | 0
|  | Nominal Allowance | 48 | levels | 2500 | 120000
|  |  | 1 |  |  | 0
|  |  | 1 |  |  | 0
|  | What are "enhanced" stairs? Is it essentally enhanced finishes/lighting etc? |  |  |  | 0 | 120000 | 15600 | 6102 | 7793.61 | 8969.7366 | 15846.5347 | 174311.8813 | 174000 | N
|  | High Cost: | 1 |  |  | 0
|  |  | 1 |  |  | 0
|  | Nominal Allowance | 48 | levels | 10000 | 480000
|  |  | 1 |  |  | 0
|  |  | 1 |  |  | 0
|  | What are "enhanced" stairs? Is it essentally enhanced finishes/lighting etc? | 1 |  |  | 0 | 480000 | 62400 | 24408 | 31174.44 | 35878.9464 | 63386.1386 | 697247.525 | 697000 | N

## Personal Security (hidden)
Personal Security
Intervention |  | Items | Qty | Unit | Rate | Total | Sub-total | MC Prelims | MC OH&P | Inflation | Risks | Fees | Total | Rounded
[8 empty] | 13% | 4.5% | 5.5% | 6% | 10%
Material Specification to prevent harm to occupants | Reduce potential for slipping, sharp edges, breaking.
|  | Expected in the norrmal course of design development. |  |  |  | 0 | 0 | 0 | 0 | 0 | 0 | 0 | 0 | 0
User experience evaluation to assess occupant comfort | Implement user experience evaluation to assess comfort related needs in the design phase, helping to eliminate discomfort disorders (e.g. work-related musculoskeletal issues)
|  | Assumed part of Client operational strategy |  |  |  | 0 | 0 | 0 | 0 | 0 | 0 | 0 | 0 | 0
Burglary preventative measures | Burglary preventive measures/ surveillance of openings accessible from terrain
|  | Expected in the norrmal course of design development. |  |  |  | 0 | 0 | 0 | 0 | 0 | 0 | 0 | 0 | 0
Hazard Reviews to eliminate or mitigate danagers | Conduct preliminary hazard analyses and design reviews to eliminate or mitigate dangers.
|  | Expected in the norrmal course of design development. |  |  |  | 0 | 0 | 0 | 0 | 0 | 0 | 0 | 0 | 0
Hazard reduction measures | Take measures for reduction of hazards in daily operation
|  | Expected in the norrmal course of design development. |  |  |  | 0 | 0 | 0 | 0 | 0 | 0 | 0 | 0 | 0
Safety Equipment provision | Provide technical safety equipment like fire detection and alarm systems, increasing the response capacity and users’ feelings of safety, while discouraging potential offenders
|  | Expected in the norrmal course of design development. |  |  |  | 0 | 0 | 0 | 0 | 0 | 0 | 0 | 0 | 0
Eliminate blind corners, confined spaces and hiding places | Eliminate blind corners, confined spaces and hiding places
|  | Expected in the norrmal course of design development. |  |  |  | 0 | 0 | 0 | 0 | 0 | 0 | 0 | 0 | 0
Pedestrian safety | Limit volume and speed of traffic within the building site by incorporating safe pedestrian, non-motorized transport, and delimited recreational facilities/play areas away from access roads
|  | Expected in the norrmal course of design development. |  |  |  | 0 | 0 | 0 | 0 | 0 | 0 | 0 | 0 | 0
Pest Management Measures | Use Integrated Pest Management (IPM) concepts and requirements into facility design and construction for both interior, landscape and grass pest
[6 empty] | 0 | 0 | 0 | 0 | 0 | 0 | 0 | 0 | 0
Upgrade the physical security using classified building parts RC (Resistance Class) | Upgrade the physical security using classified building parts RC (Resistance Class)
|  | How do we quantify this? |  |  |  | 0 | 0 | 0 | 0 | 0 | 0 | 0 | 0 | 0
Continuous commissioning into personal safety | Incorporate continuous commissioning into the building maintenance program and safety & security plan, to ensure that possible optimization gets in focus for the benefit of the staff, customers and economic bottom-line.
|  | Assumed fee required for consultant; what is typical cost for this? |  |  |  | 0 | 0 | 0 | 0 | 0 | 0 | 0 | 0 | 0
Chemical Inventories | Monitor chemical inventories of products, systems and materials used in the operation and maintenance, to identify opportunities to substitute them with green products
[6 empty] | 0 | 0 | 0 | 0 | 0 | 0 | 0 | 0 | 0
Protecting building via landscaping | Protect the building with landscape art (e.g. barriers with artful perforations) and/or incorporate secondary building structures (e.g. in a building annex), where active security screenings can take place preventing potential attackers from entering the primary building.
[6 empty] | 0 | 0 | 0 | 0 | 0 | 0 | 0 | 0 | 0

## Water Efficiency
Water Efficiency
Intervention |  | Items | Qty | Unit | Rate | Total | Sub-total | MC Prelims | MC OH&P | Inflation | Risks | Fees | Total | Rounded
[8 empty] | 13% | 4.5% | 5.5% | 6% | 10%
Sanitaryware | Specification of lower flow toilets, taps and showerheads
Low Cost
to hotel rooms
|  | Kitchen mixer tap | 261 | nr | 50 | 13050
|  | WC | 261 | nr | 100 | 26100
|  | HWB taps | 261 | nr | 50 | 13050
|  | Shower Head | 261 | nr | 100 | 26100
[6 empty] | 0 | 78300 | 10179 | 3981.555 | 5085.3305 | 5852.7531 | 10339.8639 | 113738.5025 | 114000 | Y
High Cost
to hotel rooms
|  | Kitchen mixer tap | 261 | nr | 100 | 26100
|  | WC | 261 | nr | 200 | 52200
|  | HWB taps | 261 | nr | 100 | 26100
|  | Shower Head | 261 | nr | 200 | 52200
[6 empty] | 0 | 156600 | 20358 | 7963.11 | 10170.661 | 11705.5063 | 20679.7277 | 227477.005 | 227000
Appliances | Install efficient appliances(washing machines/dishwasher)
Low Cost
to hotel rooms
|  | dishwasher | 261 | nr | 100 | 26100
[6 empty] | 0 | 26100 | 3393 | 1327.185 | 1695.1102 | 1950.9177 | 3446.6213 | 37912.8342 | 38000 | Y
High Cost
to hotel rooms
|  | dishwasher | 261 | nr | 200 | 52200
[6 empty] | 0 | 52200 | 6786 | 2654.37 | 3390.2204 | 3901.8354 | 6893.2426 | 75825.6683 | 76000
Signposting | Signposting to reduce consumption
Low Cost
|  | Allowance for signage to hotel rooms generally | 261 | nr | 125 | 32625 | 32625 | 4241.25 | 1658.9813 | 2118.8877 | 2438.6471 | 4308.2766 | 47391.0427 | 47000 | Y
High Cost
|  | Allowance for signage to hotel rooms generally | 261 | nr | 250 | 65250 | 65250 | 8482.5 | 3317.9625 | 4237.7754 | 4877.2943 | 8616.5532 | 94782.0854 | 95000
Behavioutal Changes | Encouraging behavioural changes | Low Cost: | 1 |  |  | 0
|  |  | 1 |  |  | 0
|  |  | 1 |  |  | 0
|  |  | 1 |  |  | 0
|  |  | 1 |  |  | 0
|  |  | 1 |  |  | 0
|  | How do we quantify this? |  |  |  | 0 | 0 | 0 | 0 | 0 | 0 | 0 | 0 | 0 | N
|  | High Cost: | 1 |  |  | 0
|  |  | 1 |  |  | 0
|  |  | 1 |  |  | 0
|  |  | 1 |  |  | 0
|  |  | 1 |  |  | 0
|  | How do we quantify this? | 1 |  |  | 0 | 0 | 0 | 0 | 0 | 0 | 0 | 0 | 0 | N

## Water Recycling
Water Recycling
Intervention |  | Items | Qty | Unit | Rate | Total | Sub-total | MC Prelims | MC OH&P | Inflation | Risks | Fees | Total | Rounded
[8 empty] | 13% | 4.5% | 5.5% | 6% | 10%
Rainwater Harvesting | Stage 01 - Recycling <25% | Low Cost: | 1 |  |  | 0
|  |  | 1 |  |  | 0
|  |  | 1 |  |  | 0
|  |  | 1 |  |  | 0
|  |  | 1 |  |  | 0
|  |  | 1 |  |  | 0
|  | How do we quantify this? |  |  |  | 0 | 0 | 0 | 0 | 0 | 0 | 0 | 0 | 0 | N
|  | High Cost: | 1 |  |  | 0
|  |  | 1 |  |  | 0
|  |  | 1 |  |  | 0
|  |  | 1 |  |  | 0
|  |  | 1 |  |  | 0
|  | How do we quantify this? | 1 |  |  | 0 | 0 | 0 | 0 | 0 | 0 | 0 | 0 | 0 | N
Rainwater Harvesting | Stage 02 - Recycling <50% | Low Cost: | 1 |  |  | 0
|  |  | 1 |  |  | 0
|  |  | 1 |  |  | 0
|  |  | 1 |  |  | 0
|  |  | 1 |  |  | 0
|  | Deduct - Stage 1 | -1 |  | 0 | 0
|  | How do we quantify this? |  |  |  | 0 | 0 | 0 | 0 | 0 | 0 | 0 | 0 | 0 | N
|  | High Cost: | 1 |  |  | 0
|  |  | 1 |  |  | 0
|  |  | 1 |  |  | 0
|  |  | 1 |  |  | 0
|  | Deduct - Stage 1 | -1 |  | 0 | 0
|  | How do we quantify this? | 1 |  |  | 0 | 0 | 0 | 0 | 0 | 0 | 0 | 0 | 0 | N
Rainwater Harvesting | Stage 03 - Recycling <70% | Low Cost: | 1 |  |  | 0
|  |  | 1 |  |  | 0
|  |  | 1 |  |  | 0
|  |  | 1 |  |  | 0
|  |  | 1 |  |  | 0
|  | Deduct - Stage 1+2 | -1 |  | 0 | 0
|  | How do we quantify this? |  |  |  | 0 | 0 | 0 | 0 | 0 | 0 | 0 | 0 | 0 | N
|  | High Cost: | 1 |  |  | 0
|  |  | 1 |  |  | 0
|  |  | 1 |  |  | 0
|  |  | 1 |  |  | 0
|  | Deduct - Stage 1+2 | -1 |  | 0 | 0
|  | How do we quantify this? | 1 |  |  | 0 | 0 | 0 | 0 | 0 | 0 | 0 | 0 | 0 | N
Rainwater Harvesting | Stage 04 - Recycling <70% | Low Cost: | 1 |  |  | 0
|  |  | 1 |  |  | 0
|  |  | 1 |  |  | 0
|  |  | 1 |  |  | 0
|  |  | 1 |  |  | 0
|  | Deduct - Stage 1+2+3 | -1 |  | 0 | 0
|  | How do we quantify this? |  |  |  | 0 | 0 | 0 | 0 | 0 | 0 | 0 | 0 | 0 | N
|  | High Cost: | 1 |  |  | 0
|  |  | 1 |  |  | 0
|  |  | 1 |  |  | 0
|  |  | 1 |  |  | 0
|  | Deduct - Stage 1+2+3 | -1 |  | 0 | 0
|  | How do we quantify this? | 1 |  |  | 0 | 0 | 0 | 0 | 0 | 0 | 0 | 0 | 0 | N
Greywater Recycling | Stage 01 - Greywater Recycling <25% | Low Cost: | 1 |  |  | 0
|  |  | 1 |  |  | 0
|  |  | 1 |  |  | 0
|  |  | 1 |  |  | 0
|  |  | 1 |  |  | 0
|  |  | 1 |  |  | 0
|  | How do we quantify this? |  |  |  | 0 | 0 | 0 | 0 | 0 | 0 | 0 | 0 | 0 | N
|  | High Cost: | 1 |  |  | 0
|  |  | 1 |  |  | 0
|  |  | 1 |  |  | 0
|  |  | 1 |  |  | 0
|  |  | 1 |  |  | 0
|  | How do we quantify this? | 1 |  |  | 0 | 0 | 0 | 0 | 0 | 0 | 0 | 0 | 0 | N
Greywater Recycling | Stage 02 - Greywater Recycling <50% | Low Cost: | 1 |  |  | 0
|  |  | 1 |  |  | 0
|  |  | 1 |  |  | 0
|  |  | 1 |  |  | 0
|  |  | 1 |  |  | 0
|  | Deduct - Stage 1 | -1 |  | 0 | 0
|  | How do we quantify this? |  |  |  | 0 | 0 | 0 | 0 | 0 | 0 | 0 | 0 | 0 | N
|  | High Cost: | 1 |  |  | 0
|  |  | 1 |  |  | 0
|  |  | 1 |  |  | 0
|  |  | 1 |  |  | 0
|  | Deduct - Stage 1 | -1 |  | 0 | 0
|  | How do we quantify this? | 1 |  |  | 0 | 0 | 0 | 0 | 0 | 0 | 0 | 0 | 0 | N
Greywater Recycling | Stage 03 - Greywater Recycling <75% | Low Cost: | 1 |  |  | 0
|  |  | 1 |  |  | 0
|  |  | 1 |  |  | 0
|  |  | 1 |  |  | 0
|  |  | 1 |  |  | 0
|  | Deduct - Stage 1+2 | -1 |  | 0 | 0
|  | How do we quantify this? |  |  |  | 0 | 0 | 0 | 0 | 0 | 0 | 0 | 0 | 0 | N
|  | High Cost: | 1 |  |  | 0
|  |  | 1 |  |  | 0
|  |  | 1 |  |  | 0
|  |  | 1 |  |  | 0
|  | Deduct - Stage 1+2 | -1 |  | 0 | 0
|  | How do we quantify this? | 1 |  |  | 0 | 0 | 0 | 0 | 0 | 0 | 0 | 0 | 0 | N
Greywater Recycling | Stage 04 - Greywater Recycling >90% | Low Cost: | 1 |  |  | 0
|  |  | 1 |  |  | 0
|  |  | 1 |  |  | 0
|  |  | 1 |  |  | 0
|  |  | 1 |  |  | 0
|  | Deduct - Stage 1+2+3 | -1 |  | 0 | 0
|  | How do we quantify this? |  |  |  | 0 | 0 | 0 | 0 | 0 | 0 | 0 | 0 | 0 | N
|  | High Cost: | 1 |  |  | 0
|  |  | 1 |  |  | 0
|  |  | 1 |  |  | 0
|  |  | 1 |  |  | 0
|  | Deduct - Stage 1+2+3 | -1 |  | 0 | 0
|  | How do we quantify this? | 1 |  |  | 0 | 0 | 0 | 0 | 0 | 0 | 0 | 0 | 0 | N
Other Water Recycling | Ozone laundry | Low Cost:
|  | Budget allowance | 1 | item | 50000 | 50000 | 50000 | 6500 | 2542.5 | 3247.3375 | 3737.3902 | 6602.7228 | 72629.9505 | 73000 | Y
High Cost:
|  | Budget allowance | 1 | item | 500000 | 500000 | 500000 | 65000 | 25425 | 32473.375 | 37373.9025 | 66027.2278 | 726299.5052 | 726000 | Y
Other Water Recycling | Condensate recovery from HVAC | Low Cost: | 1 |  |  | 0
|  |  | 1 |  |  | 0
|  |  | 1 |  |  | 0
|  |  | 1 |  |  | 0
|  |  | 1 |  |  | 0
|  |  | 1 |  |  | 0
|  | How do we quantify this? |  |  |  | 0 | 0 | 0 | 0 | 0 | 0 | 0 | 0 | 0 | N
|  | High Cost: | 1 |  |  | 0
|  |  | 1 |  |  | 0
|  |  | 1 |  |  | 0
|  |  | 1 |  |  | 0
|  |  | 1 |  |  | 0
|  | How do we quantify this? | 1 |  |  | 0 | 0 | 0 | 0 | 0 | 0 | 0 | 0 | 0 | N

## Monitoring
Monitoring
Intervention |  | Items | Qty | Unit | Rate | Total | Sub-total | MC Prelims | MC OH&P | Inflation | Risks | Fees | Total | Rounded
[8 empty] | 13% | 4.5% | 5.5% | 6% | 10%
BREEAM Wat02/03 | Compliant Monitoring & Leak detection at main meter + sub metering for uses above 10% demand
Low Cost:
|  | Allowance for submeters and monitoring | 10 | nr | 3500 | 35000 | 35000 | 4550 | 1779.75 | 2273.1363 | 2616.1732 | 4621.9059 | 50840.9654 | 51000 | Y
High Cost:
|  | Allowance for submeters and monitoring | 25 | nr | 3500 | 87500 | 87500 | 11375 | 4449.375 | 5682.8406 | 6540.4329 | 11554.7649 | 127102.4134 | 127000
Smart Meters | Stage 01 - Smart meters with AMR for automated data collection including notification and damage limitation in the event of a pipe break/leakages
Low Cost:
|  | Allowance for submeters and monitoring | 10 | nr | 5000 | 50000 | 50000 | 6500 | 2542.5 | 3247.3375 | 3737.3902 | 6602.7228 | 72629.9505 | 73000 | Y
High Cost:
|  | Allowance for submeters and monitoring | 25 | nr | 5000 | 125000 | 125000 | 16250 | 6356.25 | 8118.3438 | 9343.4756 | 16506.8069 | 181574.8763 | 182000
Smart Meters | Stage 02 - Smart meters with AMI for detailed consumption feedback i.e “70% of your potable water is recycled”
Low Cost:
|  | Allowance for submeters and monitoring | 10 | nr | 7500 | 75000
|  | Deduct Stage 01 | -10 | nr | 5000 | -50000 | 25000 | 3250 | 1271.25 | 1623.6688 | 1868.6951 | 3301.3614 | 36314.9753 | 36000 | Y
High Cost:
|  | Allowance for submeters and monitoring | 25 | nr | 7500 | 187500
|  | Deduct Stage 01 | -25 | nr | 5000 | -125000 | 62500 | 8125 | 3178.125 | 4059.1719 | 4671.7378 | 8253.4035 | 90787.4382 | 91000
Smart Meters | Stage 03 - AMI system for comprehensive data analysis and feedback | Low Cost: | 1 |  |  | 0
|  |  | 1 |  |  | 0
|  | Allowance for submeters and monitoring | 10 | nr | 15000 | 150000
|  |  | 1 |  |  | 0
|  |  | 1 |  |  | 0
|  | Deduct - Stage 1+2 | -1 |  | 75000 | -75000
|  | How do we quantify this? |  |  |  | 0 | 75000 | 9750 | 3813.75 | 4871.0063 | 5606.0854 | 9904.0842 | 108944.9258 | 109000 | N
|  | High Cost: | 1 |  |  | 0
|  |  | 1 |  |  | 0
|  | Allowance for submeters and monitoring | 25 | nr | 15000 | 375000
|  |  | 1 |  |  | 0
|  | Deduct - Stage 1+2 | -1 |  | 187500 | -187500
|  | How do we quantify this? | 1 |  |  | 0 | 187500 | 24375 | 9534.375 | 12177.5156 | 14015.2134 | 24760.2104 | 272362.3145 | 272000 | N

## Outdoor Water Use
Outdoor Water Use
Intervention |  | Items | Qty | Unit | Rate | Total | Sub-total | MC Prelims | MC OH&P | Inflation | Risks | Fees | Total | Rounded
[8 empty] | 13% | 4.5% | 5.5% | 6% | 10%
Rainwater Collection | Rainwater tank to collect water | Low Cost: | 1 |  | 250 | 250
|  |  | 1 |  |  | 0
|  |  | 1 |  |  | 0
|  |  | 1 |  |  | 0
|  |  | 1 |  |  | 0
|  |  | 1 |  |  | 0
|  | What is the range of design intervention? Is there a rule of thumb based on roof area? i.e volume is 0.25m2 per m2 of roof area? |  |  |  | 0 | 250 | 32.5 | 12.7125 | 16.2367 | 18.687 | 33.0136 | 363.1498 | 0 | N
|  | High Cost: | 1 |  | 500000 | 500000
|  |  | 1 |  |  | 0
|  |  | 1 |  |  | 0
|  |  | 1 |  |  | 0
|  |  | 1 |  |  | 0
|  | What is the range of design intervention? Is there a rule of thumb based on roof area? i.e volume is 0.25m2 per m2 of roof area? | 1 |  |  | 0 | 500000 | 65000 | 25425 | 32473.375 | 37373.9025 | 66027.2278 | 726299.5052 | 726000 | N
#REF! | #REF! | Low Cost: | 1 |  |  | 0
|  |  | 1 |  |  | 0
|  |  | 1 |  |  | 0
|  |  | 1 |  |  | 0
|  |  | 1 |  |  | 0
|  |  | 1 |  |  | 0
|  | Not applicable on Stratford |  |  |  | 0 | 0 | 0 | 0 | 0 | 0 | 0 | 0 | 0 | N
|  | High Cost: | 1 |  |  | 0
|  |  | 1 |  |  | 0
|  |  | 1 |  |  | 0
|  |  | 1 |  |  | 0
|  |  | 1 |  |  | 0
|  | Not applicable on Stratford | 1 |  |  | 0 | 0 | 0 | 0 | 0 | 0 | 0 | 0 | 0 | N
Smart Irrigation Systems | Install a programmed automatic, in-ground irrigation/sprinkler system with a weather-based SMART irrigation controller, including a rain sensor. | Low Cost: | 1 |  | 10000 | 10000
|  |  | 1 |  |  | 0
|  |  | 1 |  |  | 0
|  |  | 1 |  |  | 0
|  |  | 1 |  |  | 0
|  |  | 1 |  |  | 0
|  | How do we quantify this? |  |  |  | 0 | 10000 | 1300 | 508.5 | 649.4675 | 747.4781 | 1320.5446 | 14525.9901 | 15000 | N
|  | High Cost: | 1 |  | 100000 | 100000
|  |  | 1 |  |  | 0
|  |  | 1 |  |  | 0
|  |  | 1 |  |  | 0
|  |  | 1 |  |  | 0
|  | How do we quantify this? | 1 |  |  | 0 | 100000 | 13000 | 5085 | 6494.675 | 7474.7805 | 13205.4456 | 145259.9011 | 145000 | N
Creating sustainable water-efficient landscape at community level | Transformation of the current landscape into a sustainable, water-efficient landscape for rainwater harvesting at a community level. | Low Cost: | 1 |  |  | 0
|  |  | 1 |  |  | 0
|  |  | 1 |  |  | 0
|  |  | 1 |  |  | 0
|  |  | 1 |  |  | 0
|  |  | 1 |  |  | 0
|  | How do we quantify this? |  |  |  | 0 | 0 | 0 | 0 | 0 | 0 | 0 | 0 | 0 | N
|  | High Cost: | 1 |  |  | 0
|  |  | 1 |  |  | 0
|  |  | 1 |  |  | 0
|  |  | 1 |  |  | 0
|  |  | 1 |  |  | 0
|  | How do we quantify this? | 1 |  |  | 0 | 0 | 0 | 0 | 0 | 0 | 0 | 0 | 0 | N
Utilising non-mains water for landscapre irrigation | Solely using municipal and/or on-site/in-house reclaimed water for all outdoor water use related to garden and landscape irrigation. | Low Cost: | 1 |  |  | 0
|  |  | 1 |  |  | 0
|  |  | 1 |  |  | 0
|  |  | 1 |  |  | 0
|  |  | 1 |  |  | 0
|  |  | 1 |  |  | 0
|  | How do we quantify this? |  |  |  | 0 | 0 | 0 | 0 | 0 | 0 | 0 | 0 | 0 | N
|  | High Cost: | 1 |  |  | 0
|  |  | 1 |  |  | 0
|  |  | 1 |  |  | 0
|  |  | 1 |  |  | 0
|  |  | 1 |  |  | 0
|  | How do we quantify this? | 1 |  |  | 0 | 0 | 0 | 0 | 0 | 0 | 0 | 0 | 0 | N

## Circular Potentials
Circular Potentials
Intervention |  | Items | Qty | Unit | Rate | Total | Sub-total | MC Prelims | MC OH&P | Inflation | Risks | Fees | Total | Rounded
[8 empty] | 13% | 4.5% | 5.5% | 6% | 10%
Circular Economy Assessment | Stage 01 - Provide a simple assessment to identify opportunites within one selected area/theme Decide to engage in simple circular system, e.g consider reuse of materials through existing channels | Low Cost: | 1 |  | 2500 | 2500
|  |  | 1 |  |  | 0
|  |  | 1 |  |  | 0
|  |  | 1 |  |  | 0
|  |  | 1 |  |  | 0
|  |  | 1 |  |  | 0
|  | Assumed fee required for consultant; what is typical cost for this? |  |  |  | 0 | 2500 | 325 | 127.125 | 162.3669 | 186.8695 | 330.1361 | 3631.4975 | 4000 | Y
|  | High Cost: | 1 |  | 5000 | 5000
|  |  | 1 |  |  | 0
|  |  | 1 |  |  | 0
|  |  | 1 |  |  | 0
|  |  | 1 |  |  | 0
|  | Assumed fee required for consultant; what is typical cost for this? | 1 |  |  | 0 | 5000 | 650 | 254.25 | 324.7337 | 373.739 | 660.2723 | 7262.9951 | 7000 | Y
Circular Economy Assessment | Stage 02 - Provide a simple assessment to identify opportunities within multiple areas/themes Decide to embed more readily available circular solutions into the building | Low Cost: | 1 |  | 2500 | 2500
|  |  | 1 |  |  | 0
|  |  | 1 |  |  | 0
|  |  | 1 |  |  | 0
|  |  | 1 |  |  | 0
|  | Deduct - Stage 1 | -1 |  | 2500 | -2500
|  | How do we quantify this? |  |  |  | 0 | 0 | 0 | 0 | 0 | 0 | 0 | 0 | 0 | Y
|  | High Cost: | 1 |  | 2500 | 2500
|  |  | 1 |  |  | 0
|  |  | 1 |  |  | 0
|  |  | 1 |  |  | 0
|  | Deduct - Stage 1 | -1 |  | 5000 | -5000
|  | How do we quantify this? | 1 |  |  | 0 | -2500 | -325 | -127.125 | -162.3669 | -186.8695 | -330.1361 | -3631.4975 | -4000 | Y
Circular Economy Assessment | Stage 03 - Provide a thorough assessment to identify mulitiple circular opportunites and potential challenges or risks that are relevant for the project | Low Cost: | 1 |  | 5000 | 5000
|  |  | 1 |  |  | 0
|  |  | 1 |  |  | 0
|  |  | 1 |  |  | 0
|  |  | 1 |  |  | 0
|  | Deduct - Stage 1+2 | -1 |  | 2500 | -2500
|  | How do we quantify this? |  |  |  | 0 | 2500 | 325 | 127.125 | 162.3669 | 186.8695 | 330.1361 | 3631.4975 | 4000 | Y
|  | High Cost: | 1 |  | 7500 | 7500
|  |  | 1 |  |  | 0
|  |  | 1 |  |  | 0
|  |  | 1 |  |  | 0
|  | Deduct - Stage 1+2 | -1 |  | 2500 | -2500
|  | How do we quantify this? | 1 |  |  | 0 | 5000 | 650 | 254.25 | 324.7337 | 373.739 | 660.2723 | 7262.9951 | 7000 | Y
Circular Economy Assessment | Stage 04 - Very thorough assessment carried out to create full picture of opportunites and challenges for circularity as well as solutions. | Low Cost: | 1 |  | 5000 | 5000
|  |  | 1 |  |  | 0
|  |  | 1 |  |  | 0
|  |  | 1 |  |  | 0
|  |  | 1 |  |  | 0
|  | Deduct - Stage 1+2+3 | -1 |  | 5000 | -5000
|  | How do we quantify this? |  |  |  | 0 | 0 | 0 | 0 | 0 | 0 | 0 | 0 | 0 | Y
|  | High Cost: | 1 |  | 10000 | 10000
|  |  | 1 |  |  | 0
|  |  | 1 |  |  | 0
|  |  | 1 |  |  | 0
|  | Deduct - Stage 1+2+3 | -1 |  | 7500 | -7500
|  | How do we quantify this? | 1 |  |  | 0 | 2500 | 325 | 127.125 | 162.3669 | 186.8695 | 330.1361 | 3631.4975 | 4000 | Y
Environmental Evaluation | Detailed evaluation of potential environmental impacts/benefits | Low Cost: | 1 |  |  | 0
|  |  | 1 |  |  | 0
|  | Consultant Fees | 1 | item | 10000 | 10000
|  |  | 1 |  |  | 0
|  |  | 1 |  |  | 0
|  |  | 1 |  |  | 0
|  | Assumed fee required for consultant; what is typical cost for this? |  |  |  | 0 | 10000 | 1300 | 508.5 | 649.4675 | 747.4781 | 1320.5446 | 14525.9901 | 15000 | N
|  | High Cost: | 1 |  |  | 0
|  |  | 1 |  |  | 0
|  | Consultant Fees | 1 | item | 25000 | 25000
|  |  | 1 |  |  | 0
|  |  | 1 |  |  | 0
|  | Assumed fee required for consultant; what is typical cost for this? | 1 |  |  | 0 | 25000 | 3250 | 1271.25 | 1623.6688 | 1868.6951 | 3301.3614 | 36314.9753 | 36000 | N
Testing Circular solutions | Testing of new circular solutions in the project | Low Cost: | 1 |  |  | 0
|  |  | 1 |  |  | 0
|  |  | 1 |  |  | 0
|  |  | 1 |  |  | 0
|  |  | 1 |  |  | 0
|  |  | 1 |  |  | 0
|  | Assumed fee required for consultant; what is typical cost for this? |  |  |  | 0 | 0 | 0 | 0 | 0 | 0 | 0 | 0 | 0 | N
|  | High Cost: | 1 |  |  | 0
|  |  | 1 |  |  | 0
|  |  | 1 |  |  | 0
|  |  | 1 |  |  | 0
|  |  | 1 |  |  | 0
|  | Assumed fee required for consultant; what is typical cost for this? | 1 |  |  | 0 | 0 | 0 | 0 | 0 | 0 | 0 | 0 | 0 | N
Fully Circular Building | Strategic target to create a fully circular building, data driven and designed for disassembly | Low Cost: | 1 |  |  | 0
|  |  | 1 |  |  | 0
|  |  | 1 |  |  | 0
|  |  | 1 |  |  | 0
|  |  | 1 |  |  | 0
|  |  | 1 |  |  | 0
|  | Assumed fee required for consultant; what is typical cost for this? |  |  |  | 0 | 0 | 0 | 0 | 0 | 0 | 0 | 0 | 0 | N
|  | High Cost: | 1 |  |  | 0
|  |  | 1 |  |  | 0
|  |  | 1 |  |  | 0
|  |  | 1 |  |  | 0
|  |  | 1 |  |  | 0
|  | Assumed fee required for consultant; what is typical cost for this? | 1 |  |  | 0 | 0 | 0 | 0 | 0 | 0 | 0 | 0 | 0 | N

## Smart Demo
Smart Demo
Intervention |  | Items | Qty | Unit | Rate | Total | Sub-total | MC Prelims | MC OH&P | Inflation | Risks | Fees | Total | Rounded
[8 empty] | 13% | 4.5% | 5.5% | 6% | 10%
Neigbourly Relations | Notification to neighbours in terms of scope and measures to prevent noise, dust etc. | Low Cost: | 1 |  |  | 0
|  |  | 1 |  |  | 0
|  | Allowance for Additional PR fees - assumed part of course | 1 | item | 0 | 0
|  |  | 1 |  |  | 0
|  |  | 1 |  |  | 0
|  |  | 1 |  |  | 0
|  | No cost - included generally. |  |  |  | 0 | 0 | 0 | 0 | 0 | 0 | 0 | 0 | 0
|  | High Cost: | 1 |  |  | 0
|  |  | 1 |  |  | 0
|  | Allowance for Additional PR fees | 1 | item | 5000 | 5000
|  |  | 1 |  |  | 0
|  |  | 1 |  |  | 0
|  | No cost - included generally. | 1 |  |  | 0 | 5000 | 650 | 254.25 | 324.7337 | 373.739 | 660.2723 | 7262.9951 | 7000
Environmental appriasal | Undertaking environmental appraisal | Low Cost: | 1 |  | 2500 | 2500
|  |  | 1 |  |  | 0
|  |  | 1 |  |  | 0
|  |  | 1 |  |  | 0
|  |  | 1 |  |  | 0
|  |  | 1 |  |  | 0
|  | No cost - included generally. |  |  |  | 0 | 2500 | 325 | 127.125 | 162.3669 | 186.8695 | 330.1361 | 3631.4975 | 4000
|  | High Cost: | 1 |  | 10000 | 10000
|  |  | 1 |  |  | 0
|  |  | 1 |  |  | 0
|  |  | 1 |  |  | 0
|  |  | 1 |  |  | 0
|  | No cost - included generally. | 1 |  |  | 0 | 10000 | 1300 | 508.5 | 649.4675 | 747.4781 | 1320.5446 | 14525.9901 | 15000
Reuse Study | Stage 01 - Preliminary feasibility study on the potentials of reuse in the existing building is conducted. (screening) | Low Cost: | 1 |  | 2500 | 2500
|  |  | 1 |  |  | 0
|  |  | 1 |  |  | 0
|  |  | 1 |  |  | 0
|  |  | 1 |  |  | 0
|  |  | 1 |  |  | 0
|  |  | 1 |  |  | 0
|  |  | 1 |  |  | 0
|  | Allowance for generally | 1 | item | 2500 | 2500 | 5000 | 650 | 254.25 | 324.7337 | 373.739 | 660.2723 | 7262.9951 | 7000 | Y
|  | High Cost: | 1 |  | 10000 | 10000
|  |  | 1 |  |  | 0
|  |  | 1 |  |  | 0
|  |  | 1 |  |  | 0
|  |  | 1 |  |  | 0
|  | Allowance for generally | 1 |  |  | 0 | 10000 | 1300 | 508.5 | 649.4675 | 747.4781 | 1320.5446 | 14525.9901 | 15000
Reuse Study | Stage 02 - Preliminary pre-demolition audit on the potentials of reuse in the existing building is conducted | Low Cost: | 1 |  | 2500 | 2500
|  |  | 1 |  |  | 0
|  |  | 1 |  |  | 0
|  |  | 1 |  |  | 0
|  |  | 1 |  |  | 0
|  | Deduct - Stage 1 | -1 | Item | 5000 | -5000
|  |  | 1 |  |  | 0
|  |  | 1 |  |  | 0
|  | Allowance for pre-demolition audit | 1 | item | 5000 | 5000 | 2500 | 325 | 127.125 | 162.3669 | 186.8695 | 330.1361 | 3631.4975 | 4000 | Y
|  | High Cost: | 1 |  | 5000 | 5000
|  |  | 1 |  |  | 0
|  |  | 1 |  |  | 0
|  | Deduct - Stage 1 | -1 |  | 10000 | -10000
|  |  | 1 |  |  | 0
|  | Allowance for pre-demolition audit | 1 |  |  | 0 | -5000 | -650 | -254.25 | -324.7337 | -373.739 | -660.2723 | -7262.9951 | -7000
Reuse Study | Stage 03 - More in-depth mapping and examination of materials and components is conducted including calcualtion on savings on emission and costs. | Low Cost: | 1 |  | 5000 | 5000
|  |  | 1 |  |  | 0
|  |  | 1 |  |  | 0
|  |  | 1 |  |  | 0
|  |  | 1 |  |  | 0
|  | Deduct - Stage 1+2 | -1 |  | 7500 | -7500
|  | Assumed fee required for consultant; what is typical cost for this? |  |  |  | 0 | -2500 | -325 | -127.125 | -162.3669 | -186.8695 | -330.1361 | -3631.4975 | -4000
|  | High Cost: | 1 |  | 5000 | 5000
|  |  | 1 |  |  | 0
|  |  | 1 |  |  | 0
|  |  | 1 |  |  | 0
|  | Deduct - Stage 1+2 | -1 |  | 5000 | -5000
|  | Assumed fee required for consultant; what is typical cost for this? |  |  |  |  | 0 | 0 | 0 | 0 | 0 | 0 | 0 | 0
Reuse Study | Stage 04 - Mapping of materials and buildings components is supplemented with a suitability analysis, examining if some of the identified buildings components can be reused in the design 1 to 1 or fulfilling a secondary function. | Low Cost: | 1 |  | 5000 | 5000
|  |  | 1 |  |  | 0
|  |  | 1 |  |  | 0
|  |  | 1 |  |  | 0
|  |  | 1 |  |  | 0
|  | Deduct - Stage 1+2+3 | -1 |  | 5000 | -5000
|  | Assumed fee required for consultant; what is typical cost for this? |  |  |  | 0 | 0 | 0 | 0 | 0 | 0 | 0 | 0 | 0
|  | High Cost: | 1 |  | 5000 | 5000
|  |  | 1 |  |  | 0
|  |  | 1 |  |  | 0
|  |  | 1 |  |  | 0
|  | Deduct - Stage 1+2+3 | -1 |  | 5000 | -5000
|  | Assumed fee required for consultant; what is typical cost for this? |  |  |  |  | 0 | 0 | 0 | 0 | 0 | 0 | 0 | 0
#REF! | #REF! | Low Cost: | 1 |  |  | 0
|  |  | 1 |  |  | 0
|  |  | 1 |  |  | 0
|  |  | 1 |  |  | 0
|  |  | 1 |  |  | 0
|  |  | 1 |  |  | 0
|  | Expected in the norrmal course of works. |  |  |  | 0 | 0 | 0 | 0 | 0 | 0 | 0 | 0 | 0
|  | High Cost: | 1 |  |  | 0
|  |  | 1 |  |  | 0
|  |  | 1 |  |  | 0
|  |  | 1 |  |  | 0
|  |  | 1 |  |  | 0
|  | Expected in the norrmal course of works. | 1 |  |  | 0 | 0 | 0 | 0 | 0 | 0 | 0 | 0 | 0
Data Capture | Providing applicable LCA and LCC data, as well as qualitative data to the dismounted materials and buildings components. The materials are thereby prepared for online databases, markets, entering other LCA or LCC calculations etc The reused building components will be supported by a static documentation, evaluating on the load capacity and estimated lifetime | Low Cost: | 1 |  | 5000 | 5000
|  |  | 1 |  |  | 0
|  |  | 1 |  |  | 0
|  |  | 1 |  |  | 0
|  |  | 1 |  |  | 0
|  |  | 1 |  |  | 0
|  | Expected in the norrmal course of works. |  |  |  | 0 | 5000 | 650 | 254.25 | 324.7337 | 373.739 | 660.2723 | 7262.9951 | 7000
|  | High Cost: | 1 |  | 25000 | 25000
|  |  | 1 |  |  | 0
|  |  | 1 |  |  | 0
|  |  | 1 |  |  | 0
|  |  | 1 |  |  | 0
|  | Expected in the norrmal course of works. | 1 |  |  | 0 | 25000 | 3250 | 1271.25 | 1623.6688 | 1868.6951 | 3301.3614 | 36314.9753 | 36000

## Hazardous Materials
Hazardous Materials
Intervention |  | Items | Qty | Unit | Rate | Total | Sub-total | MC Prelims | MC OH&P | Inflation | Risks | Fees | Total | Rounded
[8 empty] | 13% | 4.5% | 5.5% | 6% | 10%
Identification of Hazardous Materials | Identify potentially harmful products e.g. glues and propose non-hazardous solutions.Collation of product data sheets. | Low Cost: | 1 |  | 2500 | 2500
|  |  | 1 |  |  | 0
|  |  | 1 |  |  | 0
|  |  | 1 |  |  | 0
|  |  | 1 |  |  | 0
|  |  | 1 |  |  | 0
|  | Expected in the norrmal course of design development. |  |  |  | 0 | 2500 | 325 | 127.125 | 162.3669 | 186.8695 | 330.1361 | 3631.4975 | 4000
|  | High Cost: | 1 |  | 10000 | 10000
|  |  | 1 |  |  | 0
|  |  | 1 |  |  | 0
|  |  | 1 |  |  | 0
|  |  | 1 |  |  | 0
|  | Expected in the norrmal course of design development. | 1 |  |  | 0 | 10000 | 1300 | 508.5 | 649.4675 | 747.4781 | 1320.5446 | 14525.9901 | 15000
Exclusion of identified hazardous materials from specification | Stage 01 - Develop materials specification to exclude a significant proportion of identified hazardous substances. | Low Cost: | 1 |  |  | 0
|  |  | 1 |  |  | 0
|  | Allowance for addiitonal Consultant Fees | 1 | item | 10000 | 10000
|  | Allowance for enhanced material costs (GIFA based) | 11688 | m2 | 0 | 0
|  |  | 1 |  |  | 0
|  |  | 1 |  |  | 0
|  | tbc as dependant on extent and materiality |  |  |  | 0 | 10000 | 1300 | 508.5 | 649.4675 | 747.4781 | 1320.5446 | 14525.9901 | 15000
|  | High Cost: | 1 |  |  | 0
|  | Allowance for addiitonal Consultant Fees | 1 | item | 25000 | 25000
|  | Allowance for enhanced material costs (GIFA based) | 11688 | m2 | 50 | 584400
|  |  | 1 |  |  | 0
|  |  | 1 |  |  | 0
|  | tbc as dependant on extent and materiality | 1 |  |  | 0 | 609400 | 79222 | 30987.99 | 39578.5494 | 45551.3124 | 80473.9852 | 885213.837 | 885000
Exclusion of identified hazardous materials from specification | Stage 02 - Develop materials specification to exclude all identified hazardous substances. | Low Cost: | 1 |  |  | 0
|  |  | 1 |  |  | 0
|  | Allowance for addiitonal Consultant Fees | 1 | item | 25000 | 25000
|  | Allowance for enhanced material costs (GIFA based) | 11688 | m2 | 0 | 0
|  |  | 1 |  |  | 0
|  | Deduct - Stage 1 | -1 |  | 10000 | -10000
|  | tbc as dependant on extent and materiality |  |  |  | 0 | 15000 | 1950 | 762.75 | 974.2012 | 1121.2171 | 1980.8168 | 21788.9852 | 22000
|  | High Cost: | 1 |  |  | 0
|  | Allowance for addiitonal Consultant Fees | 1 | item | 50000 | 50000
|  | Allowance for enhanced material costs (GIFA based) | 11688 | m2 | 150 | 1753200
|  |  | 1 |  |  | 0
|  | Deduct - Stage 1 | -1 |  | 609400 | -609400
|  | tbc as dependant on extent and materiality | 1 |  |  | 0 | 1193800 | 155194 | 60704.73 | 77533.4302 | 89233.9296 | 157646.609 | 1734112.6987 | 1734000
Building Management to exclude use of specific substances | Building Management operations to implement a policy for exclusion of specific substances for product repairs and replacement, as well as for maintenance and cleaning products. | Low Cost: | 1 |  |  | 0
|  |  | 1 |  |  | 0
|  |  | 1 |  |  | 0
|  |  | 1 |  |  | 0
|  |  | 1 |  |  | 0
|  |  | 1 |  |  | 0
|  | Assumed no costs as an client operation |  |  |  | 0 | 0 | 0 | 0 | 0 | 0 | 0 | 0 | 0
|  | High Cost: | 1 |  |  | 0
|  |  | 1 |  |  | 0
|  |  | 1 |  |  | 0
|  |  | 1 |  |  | 0
|  |  | 1 |  |  | 0
|  | Assumed no costs as an client operation | 1 |  |  | 0 | 0 | 0 | 0 | 0 | 0 | 0 | 0 | 0

## Climate Change
Climate Change
Intervention |  | Items | Qty | Unit | Rate | Total | Sub-total | MC Prelims | MC OH&P | Inflation | Risks | Fees | Total | Rounded
[8 empty] | 13% | 4.5% | 5.5% | 6% | 10%
Climate Change Report | Stage 01 - review of best available data on climate hazard mapping and risk assessment is conducted. | Low Cost
|  | Allowance for consultant input | 1 | item | 2500 | 2500 | 2500 | 325 | 127.125 | 162.3669 | 186.8695 | 330.1361 | 3631.4975 | 4000 | Y
High Cost
|  | Allowance for consultant input | 1 | item | 5000 | 5000 | 5000 | 650 | 254.25 | 324.7337 | 373.739 | 660.2723 | 7262.9951 | 7000
Climate Change Report | Stage 02 - Application of best available data to perform a high-level site-specific climate hazard mapping and risk assessment for current climate. | Low Cost
|  | Allowance for consultant input | 1 | item | 2500 | 2500
|  | Deduct Stage 01 Costs | -1 | item | 2500 | -2500 | 0 | 0 | 0 | 0 | 0 | 0 | 0 | 0 | Y
High Cost
|  | Allowance for consultant input | 1 | item | 5000 | 5000
|  | Deduct Stage 01 Costs | -1 | item | 5000 | -5000 | 0 | 0 | 0 | 0 | 0 | 0 | 0 | 0
Climate Change Report | Stage 03 - Application of best available data to perform a community-, city- or catchment-wide climate hazard mapping and risk assessment for current and future climate, including evaluation of the socio-economic components of risk beyond the site boundary or asset scale. | Low Cost
|  | Allowance for consultant input | 1 | item | 10000 | 10000
|  | Deduct Stage 01 + 02 Costs | -1 | item | 2500 | -2500 | 7500 | 975 | 381.375 | 487.1006 | 560.6085 | 990.4084 | 10894.4926 | 11000 | Y
High Cost
|  | Allowance for consultant input | 1 | item | 15000 | 15000
|  | Deduct Stage 01 + 02 Costs | -1 | item | 5000 | -5000 | 10000 | 1300 | 508.5 | 649.4675 | 747.4781 | 1320.5446 | 14525.9901 | 15000

## Physical Security
Physical Security
Intervention |  | Items | Qty | Unit | Rate | Total | Sub-total | MC Prelims | MC OH&P | Inflation | Risks | Fees | Total | Rounded
[8 empty] | 13% | 4.5% | 5.5% | 6% | 10%
Secutrity Risk Assessment | Stage 0 1- Security Consultant to undertake a site specific security risk assessment & propose a security strategy | Low Cost
|  | Allowance for security risk assessment and security strategy | 1 | item | 7500 | 7500 | 7500 | 975 | 381.375 | 487.1006 | 560.6085 | 990.4084 | 10894.4926 | 11000 | Y
High Cost
|  | Allowance for security risk assessment and security strategy | 1 | item | 12500 | 12500 | 12500 | 1625 | 635.625 | 811.8344 | 934.3476 | 1650.6807 | 18157.4876 | 18000
Secutrity Risk Assessment | Stage 02 - Risk assessment to identify all levels of risk, threat and systems redundancies. | Low Cost
|  | Allowance for enhanced security consultant fee | 1 | item | 5000 | 5000
|  | Deduct Stage 01 Costs | -1 | item | 7500 | -7500 | -2500 | -325 | -127.125 | -162.3669 | -186.8695 | -330.1361 | -3631.4975 | -4000 | Y
High Cost
|  | Allowance for enhanced security consultant fee | 1 | item | 7500 | 7500
|  | Deduct Stage 01 Costs | -1 | item | 12500 | -12500 | -5000 | -650 | -254.25 | -324.7337 | -373.739 | -660.2723 | -7262.9951 | -7000
Secutrity Risk Assessment | Stage 03 - Implementation of a security strategy which outlines a plan for varying security threat scenarios and system failures | Low Cost
|  | How do we quantify this? - assumed mainly fee based? | 1 | item | 5000 | 5000
|  | Deduct Stage 01 + 02 Costs | -1 | item | 5000 | -5000 | 0 | 0 | 0 | 0 | 0 | 0 | 0 | 0 | Y
High Cost
|  | How do we quantify this? - assumed mainly fee based? | 1 | item | 7500 | 7500
|  | Deduct Stage 01 + 02 Costs | -1 | item | 7500 | -7500 | 0 | 0 | 0 | 0 | 0 | 0 | 0 | 0
Implementation of physical security measures | Stage 0 1 - Internal secure zones for different building user types | Low Cost
|  | Expected in the norrmal course of design development. | 1 | item |  | 0 | 0 | 0 | 0 | 0 | 0 | 0 | 0 | n/a
High Cost
|  | Expected in the norrmal course of design development. | 1 | item |  | 0 | 0 | 0 | 0 | 0 | 0 | 0 | 0 | n/a
Implementation of physical security measures | Stage 02 - Measures to prevent tailgating i.e security personnel, secure/biometric access | Low Cost
Not applicable to Stratford but what is the range of securiyt measures? i.e would security persoanel be 24/7 and stantioned at reception?
|  | Deduct Stage 01 Costs | -1 | item | 0 | 0 | 0 | 0 | 0 | 0 | 0 | 0 | 0 | n/a | N
High Cost
Not applicable to Stratford but what is the range of securiyt measures? i.e would security persoanel be 24/7 and stantioned at reception?
|  | Deduct Stage 01 Costs | -1 | item | 0 | 0 | 0 | 0 | 0 | 0 | 0 | 0 | 0 | n/a
Implementation of physical security measures - CCTV | Stage 0 1- Additional CCTV in public spaces | Low Cost
|  | Nominal allowance | 1 | item | 15000 | 15000 | 15000 | 1950 | 762.75 | 974.2012 | 1121.2171 | 1980.8168 | 21788.9852 | 22000 | Y
Low Cost
|  | Nominal allowance | 1 | item | 30000 | 30000 | 30000 | 3900 | 1525.5 | 1948.4025 | 2242.4341 | 3961.6337 | 43577.9703 | 44000
Implementation of physical security measures - CCTV | Stage 02 - Comprehensive CCTV strategy with CCTV analytics to identify suspicious behaviour | Low Cost
|  | Nominal allowance | 1 | item | 35000 | 35000
|  | Deduct Stage 01 Costs | -1 | item | 15000 | -15000 | 20000 | 2600 | 1017 | 1298.935 | 1494.9561 | 2641.0891 | 29051.9802 | 29000 | Y
Low Cost
|  | Nominal allowance | 1 | item | 45000 | 45000
|  | Deduct Stage 01 Costs | -1 | item | 30000 | -30000 | 15000 | 1950 | 762.75 | 974.2012 | 1121.2171 | 1980.8168 | 21788.9852 | 22000

## Value & Cost
Value & Cost
Intervention |  | Items | Qty | Unit | Rate | Total | Sub-total | MC Prelims | MC OH&P | Inflation | Risks | Fees | Total | Rounded
[8 empty] | 13% | 4.5% | 5.5% | 6% | 10%
Identification of relevant functionalities | Undertake appropriate consultation with each stakeholder group to get opinion and feedback from all stakeholders with the aim of incorporating feedback into the design. | Low Cost: | 1 |  |  | 0
|  |  | 1 |  |  | 0
|  |  | 1 |  |  | 0
|  |  | 1 |  |  | 0
|  |  | 1 |  |  | 0
|  |  | 1 |  |  | 0
|  | Expected in the norrmal course of design development. |  |  |  | 0 | 0 | 0 | 0 | 0 | 0 | 0 | 0 | 0
|  | High Cost: | 1 |  |  | 0
|  |  | 1 |  |  | 0
|  |  | 1 |  |  | 0
|  |  | 1 |  |  | 0
|  |  | 1 |  |  | 0
|  | Expected in the norrmal course of design development. | 1 |  |  | 0 | 0 | 0 | 0 | 0 | 0 | 0 | 0 | 0
Identify Stakeholders | Identify multiple functionalities and facilities e.g. community use of rooms, public spaces to be used for events to maximise the space utilisation of appropriate areas within the building. | Low Cost: | 1 |  |  | 0
|  |  | 1 |  |  | 0
|  |  | 1 |  |  | 0
|  |  | 1 |  |  | 0
|  |  | 1 |  |  | 0
|  |  | 1 |  |  | 0
|  | Expected in the norrmal course of design development. |  |  |  | 0 | 0 | 0 | 0 | 0 | 0 | 0 | 0 | 0
|  | High Cost: | 1 |  | 1000000 | 1000000
|  |  | 1 |  |  | 0
|  |  | 1 |  |  | 0
|  |  | 1 |  |  | 0
|  |  | 1 |  |  | 0
|  | Expected in the norrmal course of design development. | 1 |  |  | 0 | 1000000 | 130000 | 50850 | 64946.75 | 74747.805 | 132054.4555 | 1452599.0105 | 1453000
Post occupancy evaluation | stage 01 - Post Occupancy Evaluation after the first 12 months to gain occupant feedback. Life Cycle Cost analysis into value added for the client and the local community. | Low Cost:
|  | Assumed part of Client Operational team however allowance for consultant input | 1 | item | 10000 | 10000 | 10000 | 1300 | 508.5 | 649.4675 | 747.4781 | 1320.5446 | 14525.9901 | 15000 | Y
High Cost:
|  | Assumed part of Client Operational team however allowance for consultant input | 1 | item | 25000 | 25000 | 25000 | 3250 | 1271.25 | 1623.6688 | 1868.6951 | 3301.3614 | 36314.9753 | 36000
Post occupancy evaluation | Stage 02 - Coordination of Post Occupancy Evaluation data and building performance data and lessons learned feedback – make changes to the design. Continuous evolution of the brief. | Low Cost:
|  | How do we quantify this? Part of client operational regime however how do we quantify potential changes from this? | 1 | item | 40000 | 40000
|  | Design / Changes to rooms | 1 | item |  | Excluded
|  | Deduct Stage 01 | -1 | item | 10000 | -10000 | 30000 | 3900 | 1525.5 | 1948.4025 | 2242.4341 | 3961.6337 | 43577.9703 | 44000 | TBC
High Cost:
|  | How do we quantify this? Part of client operational regime however how do we quantify potential changes from this? | 1 | item | 70000 | 70000
|  | Design / Changes to rooms | 1 | item |  | Excluded
|  | Deduct Stage 01 | -1 | item | 25000 | -25000 | 45000 | 5850 | 2288.25 | 2922.6038 | 3363.6512 | 5942.4505 | 65366.9555 | 65000 | TBC

## Biodiversity
Biodiversity
Intervention |  | Items | Qty | Unit | Rate | Total | Sub-total | MC Prelims | MC OH&P | Inflation | Risks | Fees | Total | Rounded
[8 empty] | 13% | 4.5% | 5.5% | 6% | 10%
Ecologist Review | Appointment of ecologist to provide advice | Low Cost:
|  | Allowance for appointment of ecologist for Stage 2 review | 1 | item | 5000 | 5000 | 5000 | 650 | 254.25 | 324.7337 | 373.739 | 660.2723 | 7262.9951 | 7000 | Y
High Cost:
|  | Allowance for appointment of ecologist for Stage 2 review | 1 | item | 25000 | 25000 | 25000 | 3250 | 1271.25 | 1623.6688 | 1868.6951 | 3301.3614 | 36314.9753 | 36000
Biodiversity Action Plan | Stage 01 - Create a specific biodiversity action plan for the site/area. | Low Cost:
|  | Allowance for report/plan | 1 | item | 2500 | 2500 | 2500 | 325 | 127.125 | 162.3669 | 186.8695 | 330.1361 | 3631.4975 | 4000 | Y
High Cost:
|  | Allowance for report/plan | 1 | item | 5000 | 5000 | 5000 | 650 | 254.25 | 324.7337 | 373.739 | 660.2723 | 7262.9951 | 7000
Biodiversity Action Plan | Stage 02 - Create a specific biodiversity action plan for the site/area, using only indigenous species. | Low Cost:
|  | Allowance for report/plan | 1 | item | 4000 | 4000
|  | Deduct Stage 01 cost | -1 | item | 2500 | -2500 | 1500 | 195 | 76.275 | 97.4201 | 112.1217 | 198.0817 | 2178.8985 | 2000
High Cost:
|  | Allowance for report/plan | 1 | item | 7500 | 7500
|  | Deduct Stage 01 cost | -1 | item | 5000 | -5000 | 2500 | 325 | 127.125 | 162.3669 | 186.8695 | 330.1361 | 3631.4975 | 4000
Creation of natural habitats (ponds etc) | Create natural habitats like ponds and breeding/resting habitat for valuable or threatened species. | Low Cost:
|  | Not applicable to Stratford but nominal allowance for bird boxes etc | 1 | item | 10000 | 10000 | 10000 | 1300 | 508.5 | 649.4675 | 747.4781 | 1320.5446 | 14525.9901 | 15000 | Y
High Cost:
|  | Not applicable to Stratford but nominal allowance for bird boxes etc | 1 | item | 500000 | 500000 | 500000 | 65000 | 25425 | 32473.375 | 37373.9025 | 66027.2278 | 726299.5052 | 726000
Combined external works systems | Combine systems for local management of open stormwater and green areas (blue and green infrastructure) and ensure an active nature management plan in operational phase. | Low Cost:
|  | How do we quantify this? | 1 | item | 5000 | 5000 | 5000 | 650 | 254.25 | 324.7337 | 373.739 | 660.2723 | 7262.9951 | 7000 | N
High Cost:
|  | How do we quantify this? | 1 | item | 1000000 | 1000000 | 1000000 | 130000 | 50850 | 64946.75 | 74747.805 | 132054.4555 | 1452599.0105 | 1453000

## Queries
Theme | Interventions | Intervention Description | Impact Rating | Additional Comments / Queries
Reducing Embodied Carbon | Remove basement | Removal of basement and utilise above ground space | 3
| Low carbon concrete | Use of low carbon concrete | 4
| Low waste design strategy | Alterations to room/ shape layouts including heights to minim ise material wasteage | 2 | Part of design economics review and review at feasibility stage. How can this be quantified?
| Enhanced Construction Monitoring | Monitoring during to ensure low material wasteage | 2 | What type of monitoring is suggested? Is their a system/ procedural template available?
| Structural Optimisation | Stage 01 - vertical improvement | 2 | Part of design economics review and review at feasibility stage. How can this be quantified?
| Structural Optimisation | Stage 02 - Removing transfer structure and slab optimizing | 2 | Already removed from design
| Increased local procurement | Use of local procurement for materials | 3 | Assume this is about getting materrials delivered to site from local sources? Are there any step levels to this i.e 50% of materials procured within a 50 miles radius?
| Low carbon materials | Use of low carbon materials | 3 | Are there steps to this i.e 25%, 50%, 75% etc? How is the carbon reduction calculated?
| Use of natural materials in fit out | Use of natural materials in fit out | 3 | Are there steps to this i.e 25%, 50%, 75% etc? How is the carbon reduction calculated?
| Use of recycled materials | Use of recycled materials | 3 | Are there steps to this i.e 25%, 50%, 75% etc? How is the carbon reduction calculated?
| Use of refurbished materials | Use of refurbished materials | 2 | Are there steps to this i.e 25%, 50%, 75% etc? How is the carbon reduction calculated?
| Retention of existign structures | Retention of existing structures | 4 | Assumed part of feasibility review
| Use of reclaimed material (from site) | Use of reclaimed material (from site) | 4 | Are there steps to this i.e 25%, 50%, 75% etc? How is the carbon reduction calculated?
| Removal of fit out elements (i.e exposed soffits) | Removal of fit out elements (i.e exposed soffits) | 4 | How is the carbon reduction calculated? i.e 1m2 less of ceiling = xxkg of carbon?
| All materials targeting lowest carbon | All materials targeting lowest carbon | 4 | How can we quantify this?
| Optimised External Shading | Design stratgey adoptiong deep reveals and overhangs | -3 | Idea is to include items that will have a negative impact to show how by utlising interventions elsewhere can impact carbon etc.
| Optimised External Shading | Physical solar shading | -2
| Optimised External Shading | Other interventions? Automatric systems?
Reducing Operational Carbon | Glazing ratio improvement | ~50% | 2
| Glazing ratio improvement | ~45% | 3
| Glazing ratio improvement | ~40% | 4
| Glazing ratio improvement | ~35% | 5
| Glazing ratio improvement | ~30% | 5
| External Wall U-Value enhancements | U-Value <0.18w/m2.k | 2 | What could look like in terms of an intervention
| External Wall U-Value enhancements | U-Value <0.??w/m2.k | 2 | Do you have any suggestions on the target and what this could look like in terms of an intervention
| External Wall U-Value enhancements | U-Value <0.??w/m2.k | 2 | Do you have any suggestions on the target and what this could look like in terms of an intervention
| Glazing U-Value enhancements | U-Value <1.4w/m2.k | 2 | What could look like in terms of an intervention
| Glazing U-Value enhancements | U-Value <??w/m2.k | 2 | Do you have any suggestions on the target and what this could look like in terms of an intervention
| Glazing U-Value enhancements | U-Value <??w/m2.k | 2 | Do you have any suggestions on the target and what this could look like in terms of an intervention
| Façade Air-tightness | <3 | 2 | Do you have any suggestions on the target and what this could look like in terms of an intervention
| Façade Air-tightness | <2 | 2 | Do you have any suggestions on the target and what this could look like in terms of an intervention
| Façade Air-tightness | <1 (values to be confirmed) | 2 | Do you have any suggestions on the target and what this could look like in terms of an intervention
| Optimised External Shading | Design stratgey adoptiong deep reveals and overhangs | 2
| Optimised External Shading | Physical solar shading | 2
| Optimised External Shading | Other interventions? Automatric systems? | 2 | Please can you expand on what these interventions could comprise?
| Ventilation | Efficient HVAC level 1 | 2 | What could this look like in terms of an intervention
| Ventilation | Efficient HVAC level 2 | 2 | What could this look like in terms of an intervention
| Ventilation | Efficient HVAC level 3 | 2 | What could this look like in terms of an intervention
| Ventilation | Innovative cooling & heating systyems - ambient loop | 2
| Ventilation | Innovative cooling & heating systyems - others? | 2 | Please can you expand on what these interventions could comprise?
| Ventilation | Modest improvements to equipment specifications | 2
| Ventilation | Improved controls and BMS | 2
| Selection of M&E | Careful selection of equipment & lighting | 2 | Please can you elaborate/ indicate what is better and what is worst?)
| Renewables | Standard use of renewables for site of this type | 2 | What could look like in terms of an intervention i.e PVs to 25% of roof?
| Renewables | Enhanced use of renewables | 2 | What could look like in terms of an intervention i.e PVs to 50% of roof?
| Renewables | Significant use of renewables | 2 | What could look like in terms of an intervention i.e PVs to 75% of roof?
| Renewables | Offsite renewables locally sourced | 2
| Standard Practice Changes | Some adjustements to standard practice (i.e offsite laundry) - any others? | 2
| Building Operation Changes | Complete rethink of building operations | 2
| Building Operation Changes | Continual improvements written into policy | 2
Renewable Energy Supply |  | Is this included above? | 2
| Renewables | Standard use of renewables for site of this type | 2 | Included in operational energy? - Proppse to include costs under operational carbon
| Renewables | Enhanced use of renewables | 2 | Included in operational energy? - Proppse to include costs under operational carbon
| Renewables | Significant use of renewables | 2 | Included in operational energy? - Proppse to include costs under operational carbon
Smart energy solutions | Energy and Cost Monitoring | Infrastructure adaptable to future smart energy solutions. | 2
| Energy and Cost Monitoring | Provide energy performance monitoring and analysis, cost allocation and tenant billing | 2
| Interval recording Energy Meters | Interval recording energy meters with two-way communication capabilities | 2
| Future demand response systems | Provision of automation system capable of external control signals | 2
| Load Shedding | Load shedding (or shaving) to cut off non-priority loads when production cannot meet production | 2
| Load Shedding | Load shedding with storage | 2 | Is there a rule of thumb realting to aount of storage and carbon saving?
| Infrastructure controlling Demand Energy Response (DER) | Infrastructure able to control Demand Energy Response (DER) for reducing site consumption peak; utiliseding in conjunction with PV + battery energy storpage technology | 2
| Predictive Energy Monitorng | Energy monitoring, forecasting, predictive simulation, and asset monitoring | 2
| Demand Energy Response | Utilise /active participation in Demand Energy Response programs & utilising predictive energy management | 2
| Grid Independence | Implementing microgrid technology to provide energy independence and resilience | 2
Energy Monitoring | Energy Management & Monitoring | Stage 01 - Automated Meter Reading (AMR) with sub-metering for specific sub-areas/equipment; includign integration with BMA | 2
| Energy Management & Monitoring | Stage 02 - Energy Management System (EMS) connected to BMS with data logging aids | 2
| Energy Management & Monitoring | Stage 03 - Interactive tools tracking energy consumption in real-time allowing for immediate adjustments to reduce waste with BMA using optimisation algorithms to automatically adjust settings for optimal energy efficiency | 2
| Energy Management & Monitoring | Stage 04 - Use of real time data analysis and forecasting reduces energy use by anticipating demand and adjusting operations to reduce energy waste | 2
| Fault Detection | Stage 01 - Manual Fault Detection | 2
| Fault Detection | Stage 02 - Simple fault detection and automated notifications/ alerts | 2
| Fault Detection | Stage 03 - Data driven automatic fault monitoring providng detialed insights and analytics to support decision-making | 2
| Fault Detection | Stage 04 - Proactive fault detection and automatic resolution predicting when equipment is likley to fail or require maintenance. | 2
On-Site Vehicles |  |  |  | What interventions are available on this section?
Smart Mobiltiy to & from Site |  |  |  | What interventions are available on this section?
CO2 - Emissions from Processes On Site |  |  |  | What interventions are available on this section?
Carbon Neautal Contruction Sites |  |  |  | What interventions are available on this section?
Indoor Air Quality | Monitoring | Stage 01 - Basic monitoring of CO2, temperature and humidity | 2
| Monitoring | Stage 02 - Active monitoring of CO2, temperature and humidity | 2
| Monitoring | Stage 03 - IAQ monitoring which informas occupants about air quality and actions to take when deficient | 2
| Monitoring | Stage 04 - In room monitoring and automated ventilation systems | 2
| Systems | Stage 01 - Improved air filtration | 2
| Systems | Stage 02 - Basic control systems (increase/decrease in fresh air rate) | 2
| Systems | Stage 0 3- Demand controlled ventilation (MERV Level 13 or better) | 2
| VOC Materials | Stage 01 - Reduce VOCs through selection of low emssion materials | 2
| VOC Materials | Stage 02 - 'Red list' approach to materials with no high VOC materials permitted | 2
Indoor Thermal Comfort | Overheating Prevention | Stage 0 1 - Comfortable indoor environment temperatures using the adaptive thermal comfort model under the DSY 1 summer design conditions | 2
| Overheating Prevention | Stage 02 - Comfortable indoor environment temperatures using the adaptive thermal comfort model under all extreme design summer year conditions | 2
| Overheating Prevention | Stage 03 - Comfortable indoor environment temperatures using the adaptive thermal comfort model under current and extreme future weather conditions | 2
| Overheating Prevention | Stage 04 - Comfortable indoor environment temperatures using the adaptive thermal comfort model under current and extreme future weather conditions with monitoring and verification | 2
| Overheating Prevention | Stage 05 - Comfortable indoor environment temperatures using the adaptive thermal comfort model without the requirements for active cooling | 5
| Controls | Stage 01 - Thermal Zoning and controls appropriate for intended use case | 5
Lighting & Visual Comfort | Daylight Access | Stage 01 - Optimised design with daylight accessof %sDA>50% | 2
| Daylight Access | Stage 02 - Optimise size and position of windows and external shading for maximum daylight and minimum overheating | 2
| Glare Control | Stage 01 - Personal control over sunlight & glare (internal blinds) | 2
| Glare Control | Stage 02 - External shading designed to reduce sunlight glare, ASE<10% | 2
| Lighting Controls | Stage 0 1 - Personal control over artificial lighting | 2
| Lighting Controls | Stage 02 - Use of circadian lighting | 2
| Lighting Controls | Stage 03 - Detailed lighting plan for age groups & activities | 2
| Lighting Controls | Stage 04 - IoT tech & mobile apps for automatic daylight control & blinds | 2
Acoustic Comfort | Sound Insulation | Stage 01 - BREEAM 1 Point - +3dB on Part E (46 dB DnTw+Ctr) | 2 | Is this for room to room?
| Sound Insulation | Stage 02 - BREEAM 2 Points - +5dB on Part E (48 dB DnTw+Ctr) | 2 | Is this for room to room?
| Sound Insulation | Stage 03 - +8dB on Part E (51 dB DnTw+Ctr) | 2 | Is this for room to room?
| Sound Insulation | Stage 04 - +10dB on Part E (53 dB DnTw+Ctr) | 2 | Is this for room to room?
| Ambient Noise Levels | Stage 01 - 35dBA daytime 30 dBA nighttime LAFmax 45 (10x/night) LASmax 40 | 2 | Is this for room to room?
| Ambient Noise Levels | Stage 02 - 30dBA daytime 25dBA nighttime LAFmax 45 (10x/night) LASmax 35 | 2 | Is this for room to room?
| Ambient Noise Levels | Stage 03 - 30dBA daytime 25dBA nighttime LAFmax 42,1min LASmax 35 Higher spec. glazing Higher spec. vent attenuation | 2 | Is this for room to room?
| Ambient Noise Levels | Stage 04 - 30dBA daytime 25dBA nighttime LAFmax 42,1min LASmax 30 Structural vibration isolation more likely | 2 | Is this for room to room?
| Service Noise Levels | Stage 01 - NR 30 daytime NR25 nighttime | 2 | Is this for room to room?
| Service Noise Levels | Stage 02 - NR 25 daytime NR 20 nighttime | 2 | Is this for room to room?
| Vibration Control | Stage 01 - BS 6472 Day 0.2 ms-1.75 Night 0.13 ms-1.75 | 2 | What could this intervention look like?
| Vibration Control | Stage 02 - BS 6472 Day 0.2 ms-1.75 Night 0.1 ms-1.75 | 2 | What could this intervention look like?
Outdoor Microclimate | Survey & Analysis | Review local planning requirements for minimum analysis and thresholds for wind-speed etc. – ensure that the project is compliant. E.g. in the City of London microclimate requirement; Hong Kong, LEED, BREEAM and DGNB-requirements regarding microclimate assessment levels. If there are no specific planning requirements, provide a desktop study of prevailing local conditions. | 2
| Survey & Analysis | Screening level wind study using CFD or wind tunnel for min. 12 directions: analysis of potential wind speed-up issues and highlight of any stagnant area where AQ or outdoor thermal comfort might be a concern (in particular for regions where local wind speeds are in average really low, like far east). Simplified outdoor thermal comfort assessment based on local climate: identify the need of mitigation strategies for each season, for example shading or wind protection | 2
| Survey & Analysis | Assessing Pedestrian level Wind comfort and safety involving CFD or wind tunnel using min. 16 wind directions to comply with DGNB wind requirement of potential problems on site Compare existing scenario with proposed scenario to identify potential wind acceleration issues or stagnant areas Identify the need for urban furniture and wind mitigation measures to improve local microclimate condition so that wind any uncomfortable or unsafe conditions on site are controlled and minimized. Run a seasonal solar exposure analysis to identify the areas fulfilling the thermal comfort suggested strategies outlined in level 2. | 2
| Survey & Analysis | Conduct wind comfort assessment with vegetation and mitigation option included (min 16 wind directions) DGNB+ on microclimate as level 3 plus testing the mitigation steps on site – follow-up after handover and measuring the efficiency of the measures. Outdoor thermal comfort detailed analysis predicting hourly felt temperature values for the final design during the most critical parts of the year. | 4
| Survey & Analysis | Conduct outdoor thermal and wind comfort assessment including air quality assessment, if relevant, for achieving best DGNB ratings. Including assessment of potential extreme heat and wind events for evaluating level of mitigation requirement with testing. Open for sharing data, challenges and learnings with academia/global construction industry and publication of assessment and outcome of design to enhanced market exposure. | 4
Personal Safety & Security | Material Specification to prevent harm to occupants | Reduce potential for slipping, sharp edges, breaking. | 2
| User experience evaluation to assess occupant comfort | Implement user experience evaluation to assess comfort related needs in the design phase, helping to eliminate discomfort disorders (e.g. work-related musculoskeletal issues) | 2
| Burglary preventative measures | Burglary preventive measures/ surveillance of openings accessible from terrain | 2
| Hazard Reviews to eliminate or mitigate danagers | Conduct preliminary hazard analyses and design reviews to eliminate or mitigate dangers. | 2
| Hazard reduction measures | Take measures for reduction of hazards in daily operation | 2
| Safety Equipment provision | Provide technical safety equipment like fire detection and alarm systems, increasing the response capacity and users’ feelings of safety, while discouraging potential offenders | 2
| Eliminate blind corners, confined spaces and hiding places | Eliminate blind corners, confined spaces and hiding places | 2
| Pedestrian safety | Limit volume and speed of traffic within the building site by incorporating safe pedestrian, non-motorized transport, and delimited recreational facilities/play areas away from access roads | 2
| Pest Management Measures | Use Integrated Pest Management (IPM) concepts and requirements into facility design and construction for both interior, landscape and grass pest | 2
| Upgrade the physical security using classified building parts RC (Resistance Class) | Upgrade the physical security using classified building parts RC (Resistance Class) | 2
| Continuous commissioning into personal safety | Incorporate continuous commissioning into the building maintenance program and safety & security plan, to ensure that possible optimization gets in focus for the benefit of the staff, customers and economic bottom-line. | 2
| Chemical Inventories | Monitor chemical inventories of products, systems and materials used in the operation and maintenance, to identify opportunities to substitute them with green products | 2
| Protecting building via landscaping | Protect the building with landscape art (e.g. barriers with artful perforations) and/or incorporate secondary building structures (e.g. in a building annex), where active security screenings can take place preventing potential attackers from entering the primary building. | 5
Promote Physical Activity in Design | Accessibility | Safe, aesthetically designed and accessible stairs and ramps, servicing all floors | 2
| Wayfinding Signage | Encourage the use of stairs and guide users to the stairs, bicycle racks or storage | 2
| Indoor Activity Spaces | Multipurpose rooms and changing facilities | 2
| Promotion of Activity | Safe Cycling and Pedestrians Network | 2
| Promotion of Activity | Exercise mat or equipment in room with pre-loaded stretching or training workouts. | 2
| Promotion of Activity | Rewards linked to ‘steps’. | 2
| Staircase Use | Enhanced Stairs with High Quality design | 2
Water Efficiency | Sanitaryware | Specification of lower flow toilets, taps and showerheads | 2 | What are the different step levels? Is it similar to BREEAM?
| Appliances | Install efficient appliances(washing machines/dishwasher) | 2 | As above
| Signposting | Signposting to reduce consumption | 2 | What is the extent required?
| Behavioutal Changes | Encouraging behavioural changes | 2 | What can this intervention look like?
Water Recycling & Reuse | Rainwater Harvesting | Stage 01 - Recycling <25% | 2
| Rainwater Harvesting | Stage 02 - Recycling <50% | 2
| Rainwater Harvesting | Stage 03 - Recycling <70% | 2
| Rainwater Harvesting | Stage 04 - Recycling <90% | 2
| Greywater Recycling | Stage 01 - Greywater Recycling <25% | 2 | What is the size of plant potentially required?
| Greywater Recycling | Stage 02 - Greywater Recycling <50% | 2 | What is the size of plant potentially required?
| Greywater Recycling | Stage 03 - Greywater Recycling <75% | 2 | What is the size of plant potentially required?
| Greywater Recycling | Stage 04 - Greywater Recycling >90% | 2 | What is the size of plant potentially required?
| Other Water Recycling | Ozone laundry | 2
| Other Water Recycling | Condensate recovery from HVAC | 2
Monitoring & Feedback | BREEAM Wat02/03 | Compliant Monitoring & Leak detection at main meter + sub metering for uses above 10% demand | 2
| Smart Meters | Stage 01 - Smart meters with AMR for automated data collection including notification and damage limitation in the event of a pipe break/leakages | 2
| Smart Meters | Stage 02 - Smart meters with AMI for detailed consumption feedback i.e “70% of your potable water is recycled” | 2 | Potential double up with water recycling - CHECK
| Smart Meters | Stage 03 - AMI system for comprehensive data analysis and feedback | 2
Outdoor Water Use | Rainwater Collection | Rainwater tank to collect water | 4 | ALREADY COVERED UNDER RECYCLING?
| Evaporation Loss Prevention | Use of covers to external pools to reduce water loss through evaporation | 2 | N/a -
| Smart Irrigation Systems | Install a programmed automatic, in-ground irrigation/sprinkler system with a weather-based SMART irrigation controller, including a rain sensor. | 5
| Creating sustainable water-efficient landscape at community level | Transformation of the current landscape into a sustainable, water-efficient landscape for rainwater harvesting at a community level. | 4
| Utilising non-mains water for landscapre irrigation | Solely using municipal and/or on-site/in-house reclaimed water for all outdoor water use related to garden and landscape irrigation. | 5
Assessment of Circular Potentials | Circular Economy Assessment | Stage 01 - Provide a simple assessment to identify opportunites within one selected area/theme Decide to engage in simple circular system, e.g consider reuse of materials through existing channels | 2
| Circular Economy Assessment | Stage 02 - Provide a simple assessment to identify opportunities within multiple areas/themes Decide to embed more readily available circular solutions into the building | 2
| Circular Economy Assessment | Stage 03 - Provide a thorough assessment to identify mulitiple circular opportunites and potential challenges or risks that are relevant for the project | 2
| Circular Economy Assessment | Stage 04 - Very thorough assessment carried out to create full picture of opportunites and challenges for circularity as well as solutions. | 2
| Environmental Evaluation | Detailed evaluation of potential environmental impacts/benefits | 2
| Testing Circular solutions | Testing of new circular solutions in the project | 2 | How is the testing conducted?
| Fully Circular Building | Strategic target to create a fully circular building, data driven and designed for disassembly | 2
2
Smart Demolition Planning | Neigbourly Relations | Notification to neighbours in terms of scope and measures to prevent noise, dust etc. | 2
| Environmental appriasal | Undertaking environmental appraisal | 2
| Reuse Study | Stage 01 - Preliminary feasibility study on the potentials of reuse in the existing building is conducted. (screening) | 2 | N/A on Stratford but included for information
| Reuse Study | Stage 02 - Preliminary pre-demolition audit on the potentials of reuse in the existing building is conducted | 2 | N/A on Stratford but included for information
| Reuse Study | Stage 03 - More in-depth mapping and examination of materials and components is conducted including calcualtion on savings on emission and costs. | 2 | N/A on Stratford but included for information
| Reuse Study | Stage 04 - Mapping of materials and buildings components is supplemented with a suitability analysis, examining if some of the identified buildings components can be reused in the design 1 to 1 or fulfilling a secondary function. | 5 | N/A on Stratford but included for information
| Contractor Training | Procurement and training of demolition contractors on the demolition procedure and management further in the process of reuse | 5 | N/A on Stratford but included for information
| Data Capture | Providing applicable LCA and LCC data, as well as qualitative data to the dismounted materials and buildings components. The materials are thereby prepared for online databases, markets, entering other LCA or LCC calculations etc The reused building components will be supported by a static documentation, evaluating on the load capacity and estimated lifetime | 4 | N/A on Stratford but included for information
Hazardous Substances | Identification of Hazardous Materials | Identify potentially harmful products e.g. glues and propose non-hazardous solutions. Collation of product data sheets. | 2
| Exclusion of identified hazardous materials from specification | Stage 01 - Develop materials specification to exclude a significant proportion of identified hazardous substances. | 2 | What is a significant portion? Is there a defined list?
| Exclusion of identified hazardous materials from specification | Stage 02 - Develop materials specification to exclude all identified hazardous substances. | 2 | Is there a defined list?
| Building Management to exclude use of specific substances | Building Management operations to implement a policy for exclusion of specific substances for product repairs and replacement, as well as for maintenance and cleaning products. | 2
Climate Change | Climate Change Report | Stage 01 - review of best available data on climate hazard mapping and risk assessment is conducted. | 2
| Climate Change Report | Stage 02 - Application of best available data to perform a high-level site-specific climate hazard mapping and risk assessment for current climate. | 2
| Climate Change Report | Stage 03 - Application of best available data to perform a community-, city- or catchment-wide climate hazard mapping and risk assessment for current and future climate, including evaluation of the socio-economic components of risk beyond the site boundary or asset scale. | 2
Design for Physical Security | Secutrity Risk Assessment | Stage 0 1- Security Consultant to undertake a site specific security risk assessment & propose a security strategy | 4
| Secutrity Risk Assessment | Stage 02 - Risk assessment to identify all levels of risk, threat and systems redundancies. | 4
| Secutrity Risk Assessment | Stage 03 - Implementation of a security strategy which outlines a plan for varying security threat scenarios and system failures | 4
| Implementation of physical security measures | Stage 0 1 - Internal secure zones for different building user types | 5
| Implementation of physical security measures | Stage 02 - Mesasures to prevent tailgating i.e securityy personnel, secure/biometric access | 4
| Implementation of physical security measures - CCTV | Stage 0 1- Additional CCTV in public spaces | 3
| Implementation of physical security measures - CCTV | Stage 02 - Comprehensive CCTV strategy with CCTV analytics to identify suspicious behaviour | 5 | Does this require a "war room"?
Construction & Evaluation | Identification of relevant functionalities | Undertake appropriate consultation with each stakeholder group to get opinion and feedback from all stakeholders with the aim of incorporating feedback into the design. | 2
| Identify Stakeholders | Identify multiple functionalities and facilities e.g. community use of rooms, public spaces to be used for events to maximise the space utilisation of appropriate areas within the building. | 2 | Assumed large part of planning and design process?
| Post occupancy evaluation | stage 01 - Post Occupancy Evaluation after the first 12 months to gain occupant feedback. Life Cycle Cost analysis into value added for the client and the local community. | 2
| Post occupancy evaluation | Stage 02 - Coordination of Post Occupancy Evaluation data and building performance data and lessons learned feedback – make changes to the design. Continuous evolution of the brief. | 2
Increase local biodiversity | Ecologist Review | Appointment of ecologist to provide advice | 2
| Biodiversity Action Plan | Stage 01 - Create a specific biodiversity action plan for the site/area. | 2
| Biodiversity Action Plan | Stage 02 - Create a specific biodiversity action plan for the site/area, using only indigenous species. | 4
| Creation of natural habitats (ponds etc) | Create natural habitats like ponds and breeding/resting habitat for valuable or threatened species. | 4 | N/A on Stratford but included for information
| Combined external works systems | Combine systems for local management of open stormwater and green areas (blue and green infrastructure) and ensure an active nature management plan in operational phase. | 5 | N/A on Stratford but included for information

## Dropdown Selection
Achieveable regardless of cost | Yes | No | N/A
Interventation Selected | Yes | No | N/A | TBC
Positive/Negative impact | Positive | Negative
Impact Weighting | -5 | -4 | -3 | -2 | -1 | 0 | 1 | 2 | 3 | 4 | 5
Priced | Yes | No | Can't